## Sheet1
System Type | Description | Description - Cleaned | Consolidated - Tag | Consolidated - Element Classificaition | Serial Number | Manufacturer | Model Number | Manufactured Date | Installation Date | Consolidated - Refrigerant | Consolidated - Refrigerant Quantity (Kg) | Consolidated - Tonnage
20 - Heating | BOILER 1 | boiler |  | 070 - BOILER - HOT WATER | CHJ-1113 | MULTI TEMP | MR-750B |  | 1975-01-01
20 - Heating | Boiler - 2 | boiler |  | 070 - BOILER - HOT WATER |  |  |  |  | 1975-01-01
20 - Heating | DUCT HEATER - EDH-1 | duct heater | EDH-1 | 342 - HEATER - ELECTRIC - DUCT | 25164 | PM WRIGHT | Z-25164-A
25 - Refrigeration | CHILLER - CH-2 | chiller | CH-2 | 110 - CHILLER - RECIPROCATING | W421901 | CARRIER | 30HK050-630 |  |  | R22 | 36.28 | 50
25 - Refrigeration | CHILLER - CH-3 | chiller | CH-3 | 110 - CHILLER - RECIPROCATING | 1893J06030 | CARRIER | 30HK050-640 |  |  | R22 | 36.28 | 50
25 - Refrigeration | CHILLER - CH-1 | chiller | CH-1 | 110 - CHILLER - RECIPROCATING | MS50X | TRANE MULTISTACK | (2) MS50X6H2W1-R410A |  | 2011-05-24 | R410A | 36.2874 | 100
30 - Ventilation / Air Distribution | AIR CONDITIONER SPLIT UNIT - CU1 - 5 Ton | air conditioner split unit | CU1 | 030 - AIR CONDITIONER - SPLIT >= 5.4 TONS | L994985684 | KEEPRITE | CA5560VHD2 |  |  | R22 | 0.1 | 5
25 - Refrigeration | CONDENSING UNIT - 1CU1 | condensing unit | 1CU1 | 150 - CONDENSER - AIR COOLED |  | KEEPRITE
25 - Refrigeration | CONDENSING UNIT - CU2 | condensing unit | CU2 | 150 - CONDENSER - AIR COOLED |  | TRANE
25 - Refrigeration | Coil power washing - Mar (All coils on site) | coil power washing mar |  | 150 - CONDENSER - AIR COOLED
30 - Ventilation / Air Distribution | COOLING TOWER -- CT1 | cooling tower | CT1 | 180 - COOLING TOWER | U064922002 | BALTIMORE AIR COIL | VT0-52-J
30 - Ventilation / Air Distribution | COOLING TOWER -- CT2 | cooling tower | CT2 | 180 - COOLING TOWER | U064922001 | BALTIMORE AIR COIL | VT0-52-J
30 - Ventilation / Air Distribution | COOLING TOWER -- CT3 | cooling tower | CT3 | 180 - COOLING TOWER | R93800221 | BALTIMORE AIR COIL | VT0-41-JCR
30 - Ventilation / Air Distribution | COOLING TOWER -- CT4 | cooling tower | CT4 | 180 - COOLING TOWER | R93800222 | BALTIMORE AIR COIL | VT0-41-JCR
25 - Refrigeration | COOLING TOWER - LEGIONELLA TEST (4 units) | cooling tower legionella test |  | 180 - COOLING TOWER
30 - Ventilation / Air Distribution | FAN - EXHAUST | fan exhaust |  | 270 - FAN - EXHAUST
30 - Ventilation / Air Distribution | EXHAUST FAN - B-EF-5 | exhaust fan | EF5 | 270 - FAN - EXHAUST | N/A | WOODS | TYPE 24J
30 - Ventilation / Air Distribution | EXHAUST FAN - EF5 | exhaust fan | EF5 | 270 - FAN - EXHAUST | 118618290910 | GREENHECK | OEI-20-1-30-X |  | 2009-01-01
30 - Ventilation / Air Distribution | AIR HANDLING UNIT - B-AHU-1 | air handling unit | B-AHU-1 - 0011623 | 050 - AIR HANDLING UNIT | 635034 | TRANE | 17LP-HFFVU
30 - Ventilation / Air Distribution | AIR HANDLING UNIT -- B-AHU2 | air handling unit | B-AHU2 - 0011624 | 050 - AIR HANDLING UNIT | 635041 | TRANE | 17LP-HFFVU
30 - Ventilation / Air Distribution | AIR HANDLING UNIT - AHU5 | air handling unit | AHU5 | 050 - AIR HANDLING UNIT | W090830406 | MAGICAIRE | BMB40-6W
30 - Ventilation / Air Distribution | FAN - SUPPLY - SF-1 | fan supply | SF1 | 260 - FAN ASSEMBLY - SUPPLY - RETURN |  | MARK HOT | 78001-005
30 - Ventilation / Air Distribution | FAN - RETURN - RF1 | fan return | RF1 | 260 - FAN ASSEMBLY - SUPPLY - RETURN |  | MARK HOT | 78001-005
30 - Ventilation / Air Distribution | Fan-Unit Ventilator | fan unit ventilator |  | 281 - FAN UNIT VENTILATOR
20 - Heating | Heating | heating |  | 520 - UNIT HEATER
20 - Heating | BASEBOARD HEATER | baseboard heater |  | 343 - HEATER - ELECTRIC - BASEBOARD
30 - Ventilation / Air Distribution | FAN COIL - B-FCU1 | fan coil | FCU1 | 280 - FAN COIL UNIT (CABINET HEATER - COOLER) | N/A | TRANE | BH15C |  | 1993-01-01
30 - Ventilation / Air Distribution | FAN COIL - B-FCU4 | fan coil | B-FCU4 | 280 - FAN COIL UNIT (CABINET HEATER - COOLER) |  | TRANE | BH-15C
30 - Ventilation / Air Distribution | FAN COIL - B-FCU5 | fan coil | FCU5 | 280 - FAN COIL UNIT (CABINET HEATER - COOLER) |  | TRANE | BH-15C
30 - Ventilation / Air Distribution | FAN COIL - 1-FCU6 | fan fcu | 1-FCU6 | 280 - FAN COIL UNIT (CABINET HEATER - COOLER) | T195373 | CARRIER | 40RS016000 |  | 1986-01-01
30 - Ventilation / Air Distribution | FAN COIL - 1-FCU7 | fan fcu | FCU7 | 280 - FAN COIL UNIT (CABINET HEATER - COOLER) | N/A | TRANE | BH15C
30 - Ventilation / Air Distribution | FAN COIL - 1-FCU8 | fan fcu | FCU8 | 280 - FAN COIL UNIT (CABINET HEATER - COOLER) | N/A | TRANE | BH-15C |  | 1986-01-01
30 - Ventilation / Air Distribution | FAN COIL - 1-FC9 | fan fc | FC9 | 280 - FAN COIL UNIT (CABINET HEATER - COOLER) | 930254776 | MAGIC AIRE | 180/240-BMW/BMX |  | 1986-01-01
30 - Ventilation / Air Distribution | Fan Coil Unit - 1-FC-1 | fan coil fc | 1-FC-1 | 280 - FAN COIL UNIT (CABINET HEATER - COOLER) | A959579 | CARRIER | 40RS014017 |  | 1986-01-01
25 - Refrigeration | Air Conditioner - Packaged - RTU2 - 6 Ton | air conditioner packaged | RTU2 | 025 - AIR CONDITIONER - PACKAGED >= 5.4 TONS | 3089G66994 | CARRIER | 50DJ007600 |  | 2009-01-01 | R22 | 4.08 | 6
25 - Refrigeration | Air Conditioner - Packaged - RTU1 - 7.5 Ton | air conditioner packaged | RTU1 | 025 - AIR CONDITIONER - PACKAGED >= 5.4 TONS | 9K135 | TRANE | 50DP008400DAKB |  | 2007-01-01 | R22 | 3 | 7.5
25 - Refrigeration | Air Conditioner - Packaged - R-AHU3 | air conditioner packaged | R-AHU3 | 054 - AIR CONDITIONER - PACKAGED < 5.4 TONS | 2990G95623 |  | 56DJ005600 |  | 2014-01-01 | R22 | 2.38 | 4
20 - Heating | CONDENSOR WATER PUMP - P-2 | condensor water pump | P-2 | 400 - PUMP - GENERAL | 37FI96X54 | BALDOR | JMM33IIT
20 - Heating | CHILLED WATER PUMP - P-6 | chilled water pump | P-6 | 400 - PUMP - GENERAL | 74218 | ARMSTRONG | 1.5E 4300
20 - Heating | CHILLED WATER PUMP - P-8 | chilled water pump | P-8 | 400 - PUMP - GENERAL | 5877OG39 | BELL & GOSSETT | 80SC-RA
20 - Heating | CONDENSER WATER PUMP - P-7 | condenser water pump | P-7 | 400 - PUMP - GENERAL | 58769639 | BELL AND GOSSETT | 805C-RA
20 - Heating | CONDENSER WATER PUMP - P-3 | condenser water pump | P-3 | 400 - PUMP - GENERAL |  | MARATHON | IVJ213TT DR7340BP |  | 2012-02-01
20 - Heating | CHILLED WATER PUMP - P-4 | chilled water pump | P-4 | 400 - PUMP - GENERAL |  | MOTOR BALDOR | MOTOR JMM37101
20 - Heating | CONDENSER WATER PUMP - P-1 | condenser water pump | P-1 | 400 - PUMP - GENERAL |  | MARATHON | IVJ213TT-DR7340BP
20 - Heating | CONDENSER WATER PUMP - P-5 | condenser water pump | P-5 | 400 - PUMP - GENERAL | 74217 | S.A. ARMSTRONG | 1.5E4300
25 - Refrigeration | Glycol Dry Cooler | glycol dry cooler |  | 180 - COOLING TOWER
30 - Ventilation / Air Distribution | Supply/Exhaust Fan | supply exhaust fan |  | 270 - FAN - EXHAUST
30 - Ventilation / Air Distribution | Air Handling Unit | air handling unit |  | 050 - AIR HANDLING UNIT | N/A | HONEYWELL | M6285A009 |  | 1995-01-01
30 - Ventilation / Air Distribution | Fan-Unit Ventilator | fan unit ventilator |  | 281 - FAN UNIT VENTILATOR
20 - Heating | Heating | heating |  | 520 - UNIT HEATER
20 - Heating | Unit Heater | unit heater |  | 520 - UNIT HEATER | N/A | OUELLET | OAS-10038 |  | 1995-01-01
25 - Refrigeration | Air Conditioner - Packaged - 1 Ton | air conditioner packaged |  | 025 - AIR CONDITIONER - PACKAGED >= 5.4 TONS | 141H991357128-O2 | BARD/WALL MOUNT | WA241-B05EPXXXS |  | 1999-01-06 | R22 | 2 | 2
25 - Refrigeration | Air Conditioner - Packaged - 1 Ton | air conditioner packaged |  | 025 - AIR CONDITIONER - PACKAGED >= 5.4 TONS | 156C991330779-02 | BARD/WALL MOUNT | WA241-B05EPXXXS |  | 1999-01-03 | R22 | 2 | 2
25 - Refrigeration | Air Conditioner - Packaged - 1 AHU 1 | air conditioner packaged | 1 AHU 1 | 054 - AIR CONDITIONER - PACKAGED < 5.4 TONS | ECCP028119 | YORK | D1SK060A25A |  | 1995-01-01 | R22 | 5.5 | 5
25 - Refrigeration | Air Conditioner - Packaged - 1 AHU 2 | air conditioner packaged | 1 AHU 2 | 054 - AIR CONDITIONER - PACKAGED < 5.4 TONS | ECCP028120 | YORK | D1SK060A25A |  | 1995-01-01 | R22 | 5.5 | 5
25 - Refrigeration | Glycol Dry Cooler | glycol dry cooler |  | 180 - COOLING TOWER
30 - Ventilation / Air Distribution | Supply/Exhaust Fan | supply exhaust fan |  | 270 - FAN - EXHAUST
30 - Ventilation / Air Distribution | AIR HANDLER -- 1 AHU- 1 (1ST FLOOR) | air handler | 1 AHU- 1 | 050 - AIR HANDLING UNIT | NKAP100400 | YORK | D3E060A25HPA |  |  |  |  | 5
30 - Ventilation / Air Distribution | AIR HANDLER -- 1 AHU- 2 | air handler | 1 AHU- 2 | 050 - AIR HANDLING UNIT | NKAP100399 | YORK | D3E060A25HPA |  |  |  |  | 5
30 - Ventilation / Air Distribution | Fan-Unit Ventilator | fan unit ventilator |  | 281 - FAN UNIT VENTILATOR
20 - Heating | Heating | heating |  | 520 - UNIT HEATER
25 - Refrigeration | Air Conditioner - Packaged - 1 Ton | air conditioner packaged |  | 025 - AIR CONDITIONER - PACKAGED >= 5.4 TONS | [6 empty] | 1 | 1
25 - Refrigeration | Air Conditioner - Split | air conditioner split |  | 030 - AIR CONDITIONER - SPLIT >= 5.4 TONS | C020799 | Daikin | RKN18KEVJU |  |  | R410A | 1.5 | 1.5
25 - Refrigeration | Glycol Dry Cooler | glycol dry cooler |  | 180 - COOLING TOWER
30 - Ventilation / Air Distribution | Supply/Exhaust Fan | supply exhaust fan |  | 270 - FAN - EXHAUST
30 - Ventilation / Air Distribution | AIR HANDLER-- AHU1 | air handler | AHU1 | 050 - AIR HANDLING UNIT | NDCM33O60 | YORK | D3CE060A06BDB |  |  |  |  | 5
30 - Ventilation / Air Distribution | AIR HANDLER-- AHU2 | air handler | AHU2 | 050 - AIR HANDLING UNIT | NDCM033061 | YORK | D3CE060A06BDB |  |  |  |  | 5
30 - Ventilation / Air Distribution | Fan-Unit Ventilator | fan unit ventilator |  | 281 - FAN UNIT VENTILATOR
20 - Heating | Heating | heating |  | 520 - UNIT HEATER
25 - Refrigeration | Glycol Dry Cooler | glycol dry cooler |  | 180 - COOLING TOWER
30 - Ventilation / Air Distribution | Supply/Exhaust Fan | supply exhaust fan |  | 270 - FAN - EXHAUST
30 - Ventilation / Air Distribution | Fan-Unit Ventilator | fan unit ventilator |  | 281 - FAN UNIT VENTILATOR
20 - Heating | Heating | heating |  | 520 - UNIT HEATER
25 - Refrigeration | Air Conditioner - 1-AHU2 | air conditioner | 1-AHU2 | 025 - AIR CONDITIONER - PACKAGED >= 5.4 TONS | [6 empty] | 1 | 5.4
25 - Refrigeration | Air Conditioner - Packaged - 4 Ton | air conditioner packaged | AHU-1 | 054 - AIR CONDITIONER - PACKAGED < 5.4 TONS | GF-F145407-900-1 | MARVAIR | AVPA48ACA100C |  | 2016-09-09 | R410A | 3.48 | 4
25 - Refrigeration | Air Conditioner | air conditioner |  | 030 - AIR CONDITIONER - SPLIT >= 5.4 TONS | 4805V29212 | CARRIER | 38BNB018311 |  | 2005-01-01 |  | 1.5 | 1
25 - Refrigeration | Glycol Dry Cooler | glycol dry cooler |  | 180 - COOLING TOWER
30 - Ventilation / Air Distribution | Fan-Unit Ventilator | fan unit ventilator |  | 281 - FAN UNIT VENTILATOR
20 - Heating | Heating | heating |  | 520 - UNIT HEATER
25 - Refrigeration | Glycol Dry Cooler | glycol dry cooler |  | 180 - COOLING TOWER
30 - Ventilation / Air Distribution | Fan-Unit Ventilator | fan unit ventilator |  | 281 - FAN UNIT VENTILATOR
20 - Heating | Heating | heating |  | 520 - UNIT HEATER
25 - Refrigeration | Air Conditioner | air conditioner |  | 025 - AIR CONDITIONER - PACKAGED >= 5.4 TONS | [6 empty] | 0.1 | 5.4
25 - Refrigeration | Glycol Dry Cooler | glycol dry cooler |  | 180 - COOLING TOWER
30 - Ventilation / Air Distribution | Fan-Unit Ventilator | fan unit ventilator |  | 281 - FAN UNIT VENTILATOR
20 - Heating | Heating | heating |  | 520 - UNIT HEATER
25 - Refrigeration | Air Conditioner - Packaged - 4 Ton | air conditioner packaged |  | 025 - AIR CONDITIONER - PACKAGED >= 5.4 TONS | I005785B5 | SUN | PCS 24-1-05C |  |  |  | 1 | 4
30 - Ventilation / Air Distribution | Fan-Unit Ventilator | fan unit ventilator |  | 281 - FAN UNIT VENTILATOR
20 - Heating | Heating | heating |  | 520 - UNIT HEATER
25 - Refrigeration | Air Conditioner - Packaged - 4 Ton | air conditioner packaged |  | 025 - AIR CONDITIONER - PACKAGED >= 5.4 TONS | K007250BG | SUN | PCS 24-1-05C |  |  |  | 1 | 4
25 - Refrigeration | Glycol Dry Cooler | glycol dry cooler |  | 180 - COOLING TOWER
30 - Ventilation / Air Distribution | FAN - EXHAUST | fan exhaust |  | 270 - FAN - EXHAUST
30 - Ventilation / Air Distribution | Fan-Unit Ventilator | fan unit ventilator |  | 281 - FAN UNIT VENTILATOR
20 - Heating | Heating | heating |  | 520 - UNIT HEATER
20 - Heating | BASEBOARD HEATER | baseboard heater |  | 343 - HEATER - ELECTRIC - BASEBOARD
20 - Heating | UNIT HEATER | unit heater |  | 520 - UNIT HEATER | 50120637995213 | MODINE | PSH225AV0130 |  | 2005-01-01
20 - Heating | Heater - Gas | heater gas |  | 520 - UNIT HEATER | 7423889332 | KEEPRITE | UFK90NSS |  | 1999-01-01
25 - Refrigeration | Air Conditioner - Packaged - 10 Ton | air conditioner packaged | RTU1 | 025 - AIR CONDITIONER - PACKAGED >= 5.4 TONS | F021400323 | RUUD | RKKL B120CM22E |  | 2010-01-01 | R410A | 5.76 | 10
25 - Refrigeration | AIR COND. - WINDOW (SPRING) | air cond window |  | 035 - AIR CONDITIONER - WINDOW | [6 empty] | 0.1 | 0.1
25 - Refrigeration | Glycol Dry Cooler | glycol dry cooler | AC-2 | 180 - COOLING TOWER
30 - Ventilation / Air Distribution | Fan-Unit Ventilator | fan unit ventilator |  | 281 - FAN UNIT VENTILATOR
20 - Heating | Heating | heating |  | 520 - UNIT HEATER
25 - Refrigeration | Air Conditioner | air conditioner | AC-1 | 025 - AIR CONDITIONER - PACKAGED >= 5.4 TONS | 9173059993 | Electrohome | A1602A00 |  |  |  | 0.1 | 5.4
20 - Heating | Furnace - Warm Air - Lennox Elite - FU-1 | furnace warm air elite | FU-1 | 340 - FURNACE - WARM AIR (GAS OR OIL) | 5803A35969 | LENNOX | G50DF-48C-110-03
25 - Refrigeration | Air Conditioner - Split - 3 Ton | air conditioner split | CU-1 | 059 - AIR CONDITIONER - SPLIT < 5.4 TONS | W1C7511190 | GUARDIAN | GAW14L36C22SA |  | 2017-12-06 | R22 | 2.5 | 3
25 - Refrigeration | Condenser - CU-1 Acme / Condensing Unit for FU-1 | condenser acme condensing unit for fu | CU-1 | 150 - CONDENSER - AIR COOLED | 5803D 07934 | LENNOX | HS29-036-2P |  |  | R22 | 2 | 3
30 - Ventilation / Air Distribution | Cooling Coil Evaporator - CC-1 For FU-1 | cooling coil evaporator for fu | CC-1 | 130 - COOLING COIL - EVAPORATOR | 6503C00295 | LENNOX | CR26-36W-F-01
25 - Refrigeration | Glycol Dry Cooler | glycol dry cooler |  | 180 - COOLING TOWER
30 - Ventilation / Air Distribution | Fan-Unit Ventilator | fan unit ventilator |  | 281 - FAN UNIT VENTILATOR
20 - Heating | Heating | heating |  | 520 - UNIT HEATER
25 - Refrigeration | Air Conditioner - Packaged - 1 Ton | air conditioner packaged | WM-2 | 025 - AIR CONDITIONER - PACKAGED >= 5.4 TONS | 669703-002 | LIEBERT | ET060SRPE0T |  |  |  | 1 | 5
25 - Refrigeration | Air Conditioner, Window Unit - WM-1 Acme | air conditioner window unit acme | WM-1 | 035 - AIR CONDITIONER - WINDOW | NA | ELECTROHOME/A-1852 | NA |  |  |  | 0.1 | 0.1
25 - Refrigeration | Air Conditioners / Heat Pump - Packaged | air conditioners heat pump packaged | WM-1 Acme | 025 - AIR CONDITIONER - PACKAGED >= 5.4 TONS | 332K213891625-02 | Bard | W72AC-A05ZPXXXJ |  | 2021-09-30 | R410A | 4.0823 | 6
25 - Refrigeration | Glycol Dry Cooler | glycol dry cooler |  | 180 - COOLING TOWER
30 - Ventilation / Air Distribution | Fan-Unit Ventilator | fan unit ventilator |  | 281 - FAN UNIT VENTILATOR
20 - Heating | Heating | heating |  | 520 - UNIT HEATER
25 - Refrigeration | Air Conditioner - Window Unit | air conditioner window unit | AC 2 | 035 - AIR CONDITIONER - WINDOW | AFCK00941 | FRIEDRICH | CP12G10B |  | 2015-05-26 | R32 | 0.411 | 1
25 - Refrigeration | Air Conditioner - Packaged - 3 Ton | air conditioner packaged | AC1 | 054 - AIR CONDITIONER - PACKAGED < 5.4 TONS | 309K143153591-02 | BARD | W36A2- A15 |  | 2015-05-26 | R410A | 1.96 | 3
25 - Refrigeration | Air Conditioner - Packaged - 1 Ton | air conditioner packaged |  | 054 - AIR CONDITIONER - PACKAGED < 5.4 TONS | AFCK00941 | FRIEDRICH | CP12G10B |  | 2017-07-21 |  | 0.41 | 1
20 - Heating | Furnace | furnace |  | 340 - FURNACE - WARM AIR (GAS OR OIL)
20 - Heating | Economizer | economizer |  | 245 - ECONOMIZER
25 - Refrigeration | Condenser | condenser |  | 150 - CONDENSER - AIR COOLED
25 - Refrigeration | Glycol Dry Cooler | glycol dry cooler | AC-2 | 180 - COOLING TOWER
30 - Ventilation / Air Distribution | Fan | fan |  | 270 - FAN - EXHAUST
30 - Ventilation / Air Distribution | Humidifier | humidifier |  | 350 - HUMIDIFIER
30 - Ventilation / Air Distribution | Fan Assembly | fan assembly |  | 260 - FAN ASSEMBLY - SUPPLY - RETURN
30 - Ventilation / Air Distribution | Fan-Unit Ventilator | fan unit ventilator |  | 281 - FAN UNIT VENTILATOR
20 - Heating | Baseboard Heater | baseboard heater |  | 343 - HEATER - ELECTRIC - BASEBOARD |  | FEDERAL PIONEER | FA27-20 |  | 1981-11-27
20 - Heating | Baseboard Heater | baseboard heater |  | 343 - HEATER - ELECTRIC - BASEBOARD |  | FEDERAL PIONEER | FA27-20 |  | 1981-01-01
20 - Heating | Baseboard Heater | baseboard heater |  | 343 - HEATER - ELECTRIC - BASEBOARD |  | FEDERAL PIONEER | FA27-20 |  | 1981-01-01
20 - Heating | Baseboard Heater | baseboard heater |  | 343 - HEATER - ELECTRIC - BASEBOARD |  | FEDERAL PIONEER | FA27-20 |  | 1981-01-01
25 - Refrigeration | Air Conditioners / Heat Pump - Packaged | air conditioners heat pump packaged |  | 025 - AIR CONDITIONER - PACKAGED >= 5.4 TONS | 55P81271950 | Bard | 36WA2 |  |  | R22 | 2.8 | 3
20 - Heating | Controls | controls |  | 153 - CONTROLS - ELECTRIC AND ELECTRONIC
25 - Refrigeration | Compressed Air Dryer | compressed air dryer |  | 147 - COMPRESSED AIR DRYER
30 - Ventilation / Air Distribution | Fan - Supply/Exhaust | fan supply exhaust |  | 270 - FAN - EXHAUST
30 - Ventilation / Air Distribution | Fan-Unit Ventilator | fan unit ventilator |  | 281 - FAN UNIT VENTILATOR
20 - Heating | Heating | heating |  | 520 - UNIT HEATER
25 - Refrigeration | Air Conditioner - Packaged - 8,000 BTU - WAC-1 | air conditioner packaged btu | WAC-1 | 025 - AIR CONDITIONER - PACKAGED >= 5.4 TONS | ADAK53319 | FRIEDRICH | CP08G10A |  | 2014-11-14 | R410A | 0.36 | 0.66
20 - Heating | Furnaces | furnaces | sout interior | 340 - FURNACE - WARM AIR (GAS OR OIL) | 3021A61087 | Carrier | 59SC5B100E211120
25 - Refrigeration | Air Conditioners / Heat Pump - AC 3 | air conditioners heat pump | AC 3 | 030 - AIR CONDITIONER - SPLIT >= 5.4 TONS | 24ABB348A360 | Carrier | 4721E22367 |  |  | R410A | 3.221 | 4
25 - Refrigeration | Air Conditioners / Heat Pump - Split System | air conditioners heat pump split system |  | 030 - AIR CONDITIONER - SPLIT >= 5.4 TONS | 5802A41297 | Lennox | HS26-024-4P |  |  | R22 | 4.026 | 2
25 - Refrigeration | Glycol Dry Cooler | glycol dry cooler | AC-1 | 180 - COOLING TOWER | 63082281165 | Bard | 49WA
30 - Ventilation / Air Distribution | Fan-Unit Ventilator | fan unit ventilator |  | 281 - FAN UNIT VENTILATOR
20 - Heating | Heating | heating |  | 520 - UNIT HEATER
25 - Refrigeration | Air Conditioner | air conditioner | AC=2 | 025 - AIR CONDITIONER - PACKAGED >= 5.4 TONS | 332p193725503-02 | Bard | W48AC-A05EHWA48C-A05 |  |  | R410A | 3.345 | 4
25 - Refrigeration | Glycol Dry Cooler | glycol dry cooler |  | 180 - COOLING TOWER
30 - Ventilation / Air Distribution | Fan-Unit Ventilator | fan unit ventilator |  | 281 - FAN UNIT VENTILATOR
25 - Refrigeration | Air Conditioner, Packaged - RTU-1 | air conditioner packaged | RTU1 | 025 - AIR CONDITIONER - PACKAGED >= 5.4 TONS | F501800012 | RUUD | RGEDZ5120ACBZZZBA |  | 2013-01-01 | R410A | 3.856 | 10
25 - Refrigeration | Air Conditioner, Packaged - RTU-2 | air conditioner packaged | RTU2 | 025 - AIR CONDITIONER - PACKAGED >= 5.4 TONS | F181801245 | RUUD | RGEDZR102ACB222AA |  | 1993-01-01 | R410A | 3.32 | 8.5
25 - Refrigeration | Glycol Dry Cooler | glycol dry cooler |  | 180 - COOLING TOWER
30 - Ventilation / Air Distribution | Axial Fan | axial fan |  | 261 - FAN - CEILING (CIRCULATION)
30 - Ventilation / Air Distribution | Fan-Unit Ventilator | fan unit ventilator |  | 281 - FAN UNIT VENTILATOR
20 - Heating | Heating | heating |  | 520 - UNIT HEATER
20 - Heating | Heater - Electric, Baseboard | heater electric baseboard |  | 343 - HEATER - ELECTRIC - BASEBOARD
25 - Refrigeration | Air Conditioner | air conditioner |  | 035 - AIR CONDITIONER - WINDOW |  | CARRIER | 51KW1121 01 |  |  |  | 0.1 | 0.1
20 - Heating | Heating | heating |  | 520 - UNIT HEATER
25 - Refrigeration | Air conditioner - Window unit - 1.5 TON - WAC-1 | air conditioner window unit wac | WAC-1 |  | AGMK00014 | FREIDRICH | CP18G3DB-A |  | 2019-11-19 | R32 | 0.714 | 1.5
20 - Heating | Water Heater - Domestic | water heater domestic |  | 550 - WATER HEATER - DOMESTIC |  | SUPER HEEM | RE-159
25 - Refrigeration | Glycol Dry Cooler | glycol dry cooler |  | 180 - COOLING TOWER
30 - Ventilation / Air Distribution | AIR HANDLING UNIT | air handling unit |  | 050 - AIR HANDLING UNIT | 90012519 | SYSTEM AIRE | H 06 LFLFP
30 - Ventilation / Air Distribution | Fan-Unit Ventilator | fan unit ventilator |  | 281 - FAN UNIT VENTILATOR
20 - Heating | Heating | heating |  | 520 - UNIT HEATER
20 - Heating | Heater - Electric, Baseboard 1 - Upper Building | heater electric baseboard upper building |  | 343 - HEATER - ELECTRIC - BASEBOARD
20 - Heating | Heater - Electric, Baseboard - Lower Building | heater electric baseboard lower building |  | 343 - HEATER - ELECTRIC - BASEBOARD
20 - Heating | Heater - Electric, Baseboard 2 - Upper Building | heater electric baseboard upper building |  | 343 - HEATER - ELECTRIC - BASEBOARD
20 - Heating | Heater - Electric Unit 1 - Upper Building | heater electric upper building | Unit 1 | 344 - HEATER - ELECTRIC - UNIT | 4908-04 | STELPRO | RUH5T |  | 2009-01-06
20 - Heating | Heater - Electric Unit 2 - Upper Building | heater electric upper building | Unit 2 | 344 - HEATER - ELECTRIC - UNIT
20 - Heating | Unit Heater - Lower Building | unit heater lower building |  | 520 - UNIT HEATER
25 - Refrigeration | Air Conditioner - Packaged - 5 Ton | air conditioner packaged |  | 025 - AIR CONDITIONER - PACKAGED >= 5.4 TONS | NOK699387 | YORK | D5CE060A25 |  | 2007-01-01 | R22 | 1.13 | 5
30 - Ventilation / Air Distribution | Heater, Electric - Duct | heater electric duct | TELUS145-30-342-001 | 342 - HEATER - ELECTRIC - DUCT | C/W MOTORIZED Damper | Tutco | 6 KW, 3 STAGE
25 - Refrigeration | Air Conditioner, Split | air conditioner split | TELUS145-25-030-001 | 030 - AIR CONDITIONER - SPLIT >= 5.4 TONS | 10,200 CFM | LIEBERT | VH245A |  |  |  | 4 | 5
25 - Refrigeration | Condenser, Air Cooled | condenser air cooled | TELUS145-25-150-001 | 150 - CONDENSER - AIR COOLED |  | LIEBERT | PB-100A
25 - Refrigeration | Glycol Dry Cooler | glycol dry cooler | TELUS145-25-149-001 | 180 - COOLING TOWER
30 - Ventilation / Air Distribution | Fan, Exhaust | fan exhaust | TELUS145-30-270-001 | 270 - FAN - EXHAUST |  | GREENHECK | SI-8-440-D
30 - Ventilation / Air Distribution | Fan Assembly, Supply/Return | fan assembly supply return | TELUS145-30-260-001 | 260 - FAN ASSEMBLY - SUPPLY - RETURN | C/W MOTORIZED D | GREENHECK | SI-10-428-P
30 - Ventilation / Air Distribution | Fan - Unit Ventilator | fan unit ventilator | TELUS145-30-281-001 | 281 - FAN UNIT VENTILATOR
20 - Heating | Heating | heating | TELUS145-20-134-001 | 520 - UNIT HEATER
25 - Refrigeration | A/C Packaged Unit | packaged unit |  | 025 - AIR CONDITIONER - PACKAGED >= 5.4 TONS |  | Liebert |  |  |  |  | 1 | 15
25 - Refrigeration | A/C Condenser | condenser |  | 025 - AIR CONDITIONER - PACKAGED >= 5.4 TONS |  | Liebert |  |  |  |  | 1 | 15
30 - Ventilation / Air Distribution | Fan - Exhaust | fan exhaust |  | 270 - FAN - EXHAUST
30 - Ventilation / Air Distribution | Fan-Unit Ventilator | fan unit ventilator |  | 281 - FAN UNIT VENTILATOR
20 - Heating | Heating | heating |  | 520 - UNIT HEATER
25 - Refrigeration | AIR CONDITIONER - PACKAGED - 4 TON - AHU-2 | air conditioner packaged | AHU-2 | 025 - AIR CONDITIONER - PACKAGED >= 5.4 TONS | DJ10041 | MARVAIR | AVP48CA-10C-1000 |  |  | R22 | 3.66 | 4
25 - Refrigeration | AIR CONDITIONER - PACKAGED - 4 TON - AHU-1 | air conditioner packaged | AHU-1 | 025 - AIR CONDITIONER - PACKAGED >= 5.4 TONS | CHH1829 | MARVAIR | AVP48CA-10C-1000 |  |  | R22 | 3.66 | 4
25 - Refrigeration | Air Conditioners / Heat Pump - Split System | air conditioners heat pump split system |  | 030 - AIR CONDITIONER - SPLIT >= 5.4 TONS | 5898F 23160 | Lennox | HS26-048-2P |  |  | R22 | 3.32 | 4
25 - Refrigeration | Condenser - Air Cooled - Lennox Cond Unit | condenser air cooled cond unit |  | 150 - CONDENSER - AIR COOLED | 0 | LENNOX | HS26-048-2P |  |  | R22 |  | 4
25 - Refrigeration | Glycol Dry Cooler | glycol dry cooler |  | 180 - COOLING TOWER
30 - Ventilation / Air Distribution | Fan-Unit Ventilator | fan unit ventilator |  | 281 - FAN UNIT VENTILATOR
20 - Heating | Heating | heating |  | 520 - UNIT HEATER
25 - Refrigeration | Glycol Dry Cooler | glycol dry cooler |  | 180 - COOLING TOWER
30 - Ventilation / Air Distribution | Fan-Unit Ventilator | fan unit ventilator |  | 281 - FAN UNIT VENTILATOR
20 - Heating | Heating | heating |  | 520 - UNIT HEATER
25 - Refrigeration | Air Conditioner - Packaged - 1 Ton | air conditioner packaged |  | 025 - AIR CONDITIONER - PACKAGED >= 5.4 TONS | [6 empty] | 1 | 1
25 - Refrigeration | Air Conditioner - SPLIT | air conditioner split | AC-1 | 030 - AIR CONDITIONER - SPLIT >= 5.4 TONS | Y14KH50064 | LIEBERT | ET0607RPEAAA992 |  |  | R410A | 3.2 | 5
30 - Ventilation / Air Distribution | Air Conditioner, Split | air conditioner split |  | 030 - AIR CONDITIONER - SPLIT >= 5.4 TONS | [6 empty] | 0.1 | 5.4
25 - Refrigeration | Air Conditioners / Heat Pump - Split System | air conditioners heat pump split system |  | 030 - AIR CONDITIONER - SPLIT >= 5.4 TONS | 5809J 18228 | Lennox | XC14-025-230-02 |  |  | R410A | 2.95 | 2
25 - Refrigeration | Glycol Dry Cooler | glycol dry cooler | AC-1 | 180 - COOLING TOWER | LEDR12932 | Friedrich | K515L10-A
30 - Ventilation / Air Distribution | Fan-Unit Ventilator | fan unit ventilator |  | 281 - FAN UNIT VENTILATOR
20 - Heating | Heating | heating |  | 520 - UNIT HEATER
25 - Refrigeration | Air Conditioners / Heat Pump - Packaged | air conditioners heat pump packaged |  | 025 - AIR CONDITIONER - PACKAGED >= 5.4 TONS | LEDR 12932 | Friedrich | KS15L10-A |  |  | R22 | 0.82 | 1.21
25 - Refrigeration | Air Conditioners / Heat Pump - Packaged | air conditioners heat pump packaged |  | 025 - AIR CONDITIONER - PACKAGED >= 5.4 TONS | 278C213850516-02 | Bard | W36AB-A05ZP4XXJ |  |  | R410A | 2.05 | 3
20 - Heating | Boiler | boiler |  | 340 - FURNACE - WARM AIR (GAS OR OIL)
25 - Refrigeration | Split AC 3 tons | split | AC 3 | 030 - AIR CONDITIONER - SPLIT >= 5.4 TONS | 5802D 39142 | Lennox | HS26-036-3P |  |  | R22 | 2.52 | 3
25 - Refrigeration | Condenser - Air Cooled - Lennox Cond Unit | condenser air cooled cond unit |  | 150 - CONDENSER - AIR COOLED | 5802D 39142 | LENNOX | HS26-036-3P |  |  | R22 |  | 3
20 - Heating | Heating | heating |  | 520 - UNIT HEATER
20 - Heating | Heater | heater |  | 344 - HEATER - ELECTRIC - UNIT
25 - Refrigeration | Air Conditioner - Packaged - 1 Ton | air conditioner packaged |  | 025 - AIR CONDITIONER - PACKAGED >= 5.4 TONS | [6 empty] | 1 | 1
25 - Refrigeration | Air Conditioner - Packaged - 1 Ton | air conditioner packaged |  | 025 - AIR CONDITIONER - PACKAGED >= 5.4 TONS | Jk25031 | MARVAIR | AVP24ACA04C-1000 CI |  |  | R22 | 1.33 | 2
25 - Refrigeration | Air Conditioner - Packaged - 2 Ton | air conditioner packaged |  | 054 - AIR CONDITIONER - PACKAGED < 5.4 TONS | AK1227 | CRISPAIRE | AVP24ACA04C1000CI |  | 1996-01-01 | R22 | 1.3 | 2
25 - Refrigeration | Air Conditioners / Heat Pump - Packaged | air conditioners heat pump packaged | 100770999 | 025 - AIR CONDITIONER - PACKAGED >= 5.4 TONS | AK1227 | Mavair | AVPZ4HC04C-1000-CJ |  |  | R22 | 1.2 | 2
30 - Ventilation / Air Distribution | Fan - Exhaust | fan exhaust |  | 270 - FAN - EXHAUST
20 - Heating | Heating | heating |  | 520 - UNIT HEATER
25 - Refrigeration | Air Conditioner | air conditioner |  | 035 - AIR CONDITIONER - WINDOW | [6 empty] | 0.1 | 0.1
30 - Ventilation / Air Distribution | Fan-Unit Ventilator | fan unit ventilator |  | 281 - FAN UNIT VENTILATOR
20 - Heating | Heating | heating |  | 520 - UNIT HEATER
25 - Refrigeration | Air Conditioner, Window Unit | air conditioner window unit | ABI | 035 - AIR CONDITIONER - WINDOW | [6 empty] | 0.1 | 0.1
20 - Heating | Furnace | furnace |  | 340 - FURNACE - WARM AIR (GAS OR OIL)
20 - Heating | Economizer | economizer |  | 245 - ECONOMIZER
25 - Refrigeration | Condenser | condenser |  | 150 - CONDENSER - AIR COOLED
25 - Refrigeration | Glycol Dry Cooler | glycol dry cooler | AC-1 | 180 - COOLING TOWER | 808 | Carrier | KCA183P
30 - Ventilation / Air Distribution | Fan | fan |  | 270 - FAN - EXHAUST
30 - Ventilation / Air Distribution | Humidifier | humidifier |  | 350 - HUMIDIFIER
30 - Ventilation / Air Distribution | Fan Assembly | fan assembly |  | 260 - FAN ASSEMBLY - SUPPLY - RETURN
30 - Ventilation / Air Distribution | Fan-Unit Ventilator | fan unit ventilator |  | 281 - FAN UNIT VENTILATOR
20 - Heating | Heating | heating |  | 520 - UNIT HEATER
20 - Heating | Heater | heater |  | 344 - HEATER - ELECTRIC - UNIT
25 - Refrigeration | Air Conditioner - Window Unit | air conditioner window unit |  | 035 - AIR CONDITIONER - WINDOW | ADLK00577 | FRIEDRICH | CP18G30A |  |  |  | 0.1 | 0.1
25 - Refrigeration | Air Conditioners / Heat Pump - Packaged | air conditioners heat pump packaged |  | 025 - AIR CONDITIONER - PACKAGED >= 5.4 TONS | ADLK00582 | Friedrich | CP186G30A |  |  | R410A | 0.76 | 1.5
20 - Heating | Controls | controls |  | 153 - CONTROLS - ELECTRIC AND ELECTRONIC
25 - Refrigeration | Compressed Air Dryer | compressed air dryer |  | 147 - COMPRESSED AIR DRYER
25 - Refrigeration | Air Conditioner - Packaged - 5Ton | air conditioner packaged |  | 054 - AIR CONDITIONER - PACKAGED < 5.4 TONS | 324M153281369-02 | Bard | W60L2-A05TPAXXM |  | 2016-01-01 | R410A | 2.78 | 5
25 - Refrigeration | Glycol Dry Cooler | glycol dry cooler | AC-1 | 180 - COOLING TOWER | 58M81267431 | Bard | WA42
30 - Ventilation / Air Distribution | Fan - Exhaust | fan exhaust |  | 270 - FAN - EXHAUST
30 - Ventilation / Air Distribution | Fan-Unit Ventilator | fan unit ventilator |  | 281 - FAN UNIT VENTILATOR
20 - Heating | Heating | heating |  | 520 - UNIT HEATER
25 - Refrigeration | Air Conditioner | air conditioner | CU-1 | 025 - AIR CONDITIONER - PACKAGED >= 5.4 TONS | 5897F143288 | Lennox | HS29-411-2P |  |  |  | 0.1 | 5.4
25 - Refrigeration | Glycol Dry Cooler | glycol dry cooler | AC-1 | 180 - COOLING TOWER
30 - Ventilation / Air Distribution | Fan - Exhaust | fan exhaust |  | 270 - FAN - EXHAUST
30 - Ventilation / Air Distribution | Fan-Unit Ventilator | fan unit ventilator |  | 281 - FAN UNIT VENTILATOR
20 - Heating | Heating | heating |  | 520 - UNIT HEATER
25 - Refrigeration | Air Conditioner | air conditioner | CU-1 | 025 - AIR CONDITIONER - PACKAGED >= 5.4 TONS | 6387J83393 | Lennox | HS18-44-C8P |  |  |  | 0.1 | 5.4
25 - Refrigeration | Air Conditioner - Window Unit - 4 Ton | air conditioner window unit | Unit - 4 | 035 - AIR CONDITIONER - WINDOW | 332C203751167-02 | Bard | W48AC-A05ZPXXXJ |  | 2020-06-09 | R410A | 3.3 | 4
30 - Ventilation / Air Distribution | Fan - Exhaust | fan exhaust |  | 270 - FAN - EXHAUST
20 - Heating | Heating | heating |  | 520 - UNIT HEATER
25 - Refrigeration | Air Conditioner- packaged | air conditioner packaged | AC-1 | 025 - AIR CONDITIONER - PACKAGED >= 5.4 TONS | JK25044 | Melvair | AVP24ACH04C |  |  | R22 | 1.3 | 2
30 - Ventilation / Air Distribution | Fan-Unit Ventilator | fan unit ventilator |  | 281 - FAN UNIT VENTILATOR
20 - Heating | Heating | heating |  | 520 - UNIT HEATER
25 - Refrigeration | Air Conditioner - WINDOW - 0.66 TON - WAC-1 | air conditioner window | WAC-1 | 035 - AIR CONDITIONER - WINDOW | KK50506153 | FRIGIDAIRE | FFRE8C3Q1 |  | 2010-05-14 | R410A | 0.39 | 0.66
30 - Ventilation / Air Distribution | Supply/Exhaust Fan | supply exhaust fan |  | 270 - FAN - EXHAUST
30 - Ventilation / Air Distribution | Fan-Unit Ventilator | fan unit ventilator |  | 281 - FAN UNIT VENTILATOR
20 - Heating | Heating | heating |  | 520 - UNIT HEATER
25 - Refrigeration | Air Conditioner - WINDOW - 1 Ton - WAC-1 | air conditioner window | WAC-1 | 054 - AIR CONDITIONER - PACKAGED < 5.4 TONS | 1901A06933 | Friedrich | CP12G10B |  | 2019-07-04 | R32 | 0.41 | 1
30 - Ventilation / Air Distribution | Exhaust Louvers | exhaust louvers |  | 270 - FAN - EXHAUST
30 - Ventilation / Air Distribution | Supply / Exhaust Fan | supply exhaust fan |  | 281 - FAN UNIT VENTILATOR
20 - Heating | Heating | heating |  | 520 - UNIT HEATER
25 - Refrigeration | Air Conditioner - Window -1 TON - WAC-1 | air conditioner window | WAC-1 | 054 - AIR CONDITIONER - PACKAGED < 5.4 TONS | AHAK02454 | Friedrich | CP12G10B |  | 2018-07-28 | R22 | 0.411 | 1
25 - Refrigeration | Glycol Dry Cooler | glycol dry cooler | CU-1 | 180 - COOLING TOWER | 51 | Lennox | HSW4-211-4FFD
30 - Ventilation / Air Distribution | Fan-Unit Ventilator | fan unit ventilator |  | 281 - FAN UNIT VENTILATOR
20 - Heating | Heating | heating |  | 520 - UNIT HEATER
25 - Refrigeration | Air Conditioner | air conditioner | AC-1 | 025 - AIR CONDITIONER - PACKAGED >= 5.4 TONS | [6 empty] | 0.1 | 5.4
30 - Ventilation / Air Distribution | Fan-Unit Ventilator | fan unit ventilator |  | 281 - FAN UNIT VENTILATOR
20 - Heating | Heating | heating |  | 520 - UNIT HEATER
25 - Refrigeration | Air Conditioner - WINDOW - WAC-1 | air conditioner window | WAC-1 | 035 - AIR CONDITIONER - WINDOW | 5852211291 | EMERSON | 10LW12K |  | 2000-08-01 | R22 | 0.54 | 0.83
30 - Ventilation / Air Distribution | Blower Unit #3 | blower | Unit #3 | 009 - AERATOR - BLOWER | 5479002096 | LENNOX | B3-135-2 |  | 1990-01-01
30 - Ventilation / Air Distribution | Blower Unit #4 | blower | Unit #4 | 009 - AERATOR - BLOWER | 5479C02266 | LENNOX | B3-135-2 |  | 1990-01-01
20 - Heating | RACK FURNACE F3 | rack furnace | F3 | 339 - FURNACE - WARM AIR (ELECTRIC) | W0H7210547 | YORK | PT9C16N100UP11D |  | 2008-08-28
20 - Heating | Economizer | economizer |  | 245 - ECONOMIZER
25 - Refrigeration | Air Conditioner - Split - 12.5 Ton | air conditioner split |  | 030 - AIR CONDITIONER - SPLIT >= 5.4 TONS | 5619C12288 | Lennox | ELS150S4DS1Y |  | 2019-01-01 | R410A | 20 | 12.5
25 - Refrigeration | Air Conditioner - Split - 12.5 Ton | air conditioner split |  | 030 - AIR CONDITIONER - SPLIT >= 5.4 TONS | 5619E03933 | Lennox | ELS150S4DS1Y |  | 2019-01-31 | R410A | 10 | 12.5
25 - Refrigeration | Condenser | condenser |  | 150 - CONDENSER - AIR COOLED | N/A | LENNOX | HS11-4131653-22 |  | 1980-01-01
25 - Refrigeration | Condenser - 4 Condensors for Blower Units 3&4 | condenser condensors for blower units |  | 150 - CONDENSER - AIR COOLED | N/A | LENNOX | H611-4131653 |  | 1980-01-01
25 - Refrigeration | Condenser | condenser |  | 150 - CONDENSER - AIR COOLED | N/A | LENNOX | HS11-4131653-22 |  | 1980-01-01
25 - Refrigeration | Condenser | condenser |  | 150 - CONDENSER - AIR COOLED | N/A | LENNOX | HS11-4131653-22 |  | 1980-01-01
25 - Refrigeration | Glycol Dry Cooler | glycol dry cooler |  | 180 - COOLING TOWER
30 - Ventilation / Air Distribution | Fan | fan |  | 270 - FAN - EXHAUST | N/A | N/A | N/A |  | 2006-01-01
30 - Ventilation / Air Distribution | Humidifier | humidifier |  | 350 - HUMIDIFIER | 31752 | LENNOX | WD2-20 |  | 1991-01-01
30 - Ventilation / Air Distribution | Fan Assembly | fan assembly |  | 260 - FAN ASSEMBLY - SUPPLY - RETURN | N/A | NUTONE | N/A |  | 2016-09-01
30 - Ventilation / Air Distribution | Fan-Unit Ventilator | fan unit ventilator |  | 281 - FAN UNIT VENTILATOR
30 - Ventilation / Air Distribution | FAN GROUP B-1,SF-1 | fan sf | B-1 | 260 - FAN ASSEMBLY - SUPPLY - RETURN
20 - Heating | Heating | heating |  | 520 - UNIT HEATER
20 - Heating | Baseboard Heater | baseboard heater |  | 343 - HEATER - ELECTRIC - BASEBOARD | N/A | DIMPLEX | BN2203W11
20 - Heating | Baseboard Heater | baseboard heater |  | 343 - HEATER - ELECTRIC - BASEBOARD | N/A | DIMPLEX | BN2203W11
20 - Heating | Heater | heater |  | 344 - HEATER - ELECTRIC - UNIT
20 - Heating | Unit Heater | unit heater |  | 520 - UNIT HEATER | N/A | DIMPLEX | RF1820D31 |  | 2006-01-01
20 - Heating | Unit Heater | unit heater |  | 520 - UNIT HEATER | N/A | OUELLET | 28892 |  | 2010-01-01
20 - Heating | Unit Heater | unit heater |  | 520 - UNIT HEATER | N/A | OUELLET | N/A |  | 2010-01-01
20 - Heating | Unit Heater | unit heater |  | 520 - UNIT HEATER | N/A | FEDERAL PIONEER | FA27-15 |  | 1981-01-01
25 - Refrigeration | Air Conditioner, Packaged - Engineered Air RTU | air conditioner packaged engineered air rtu |  | 025 - AIR CONDITIONER - PACKAGED >= 5.4 TONS | B35452RTU-1AROR | ENGINEERED AIR | FWA224-0 |  | 2003-08-12 | R407C | 5 | 30
25 - Refrigeration | Air Conditioner - Packaged -20 Ton | air conditioner packaged |  | 025 - AIR CONDITIONER - PACKAGED >= 5.4 TONS | EJ-F167633-0-1 | MARVAIR | ECUDA240ACC000CU |  | 2019-01-01 | R410A | 7.5 | 20
25 - Refrigeration | Air Conditioner, Packaged - York RTU | air conditioner packaged rtu |  | 054 - AIR CONDITIONER - PACKAGED < 5.4 TONS | NMDM104671 | YORK | D6CG036N04025B |  | 1974-01-01 | R22 | 2.72 | 3.5
20 - Heating | Controls | controls |  | 153 - CONTROLS - ELECTRIC AND ELECTRONIC
25 - Refrigeration | Compressed Air Dryer | compressed air dryer |  | 147 - COMPRESSED AIR DRYER
25 - Refrigeration | Glycol Dry Cooler | glycol dry cooler |  | 180 - COOLING TOWER
30 - Ventilation / Air Distribution | Fan-Unit Ventilator | fan unit ventilator |  | 281 - FAN UNIT VENTILATOR
20 - Heating | Heating | heating |  | 520 - UNIT HEATER
25 - Refrigeration | Air Conditioner - Packaged - 1 Ton | air conditioner packaged |  | 025 - AIR CONDITIONER - PACKAGED >= 5.4 TONS | [6 empty] | 1 | 1
25 - Refrigeration | Air Conditioner - Packaged - 1 Ton | air conditioner packaged |  | 025 - AIR CONDITIONER - PACKAGED >= 5.4 TONS |  | MCLEAN |  |  |  |  | 1 | 1
25 - Refrigeration | Air Conditioner - Packaged - 1 Ton | air conditioner packaged |  | 025 - AIR CONDITIONER - PACKAGED >= 5.4 TONS |  | MCLEAN |  |  |  |  | 1 | 1
20 - Heating | DUCT HEATER | duct heater |  | 342 - HEATER - ELECTRIC - DUCT
25 - Refrigeration | Condenser - Air Cooled | condenser air cooled |  | 150 - CONDENSER - AIR COOLED | 1987A14701 | CARRIER | 38CP024310 |  | 1987-01-01 | R22 | 1.36 | 2
25 - Refrigeration | Glycol Dry Cooler | glycol dry cooler |  | 180 - COOLING TOWER
30 - Ventilation / Air Distribution | FAN - EXHAUST/SUPPLY | fan exhaust supply | EF2 | 270 - FAN - EXHAUST |  | GREEN HECK | D60DGEX0D |  | 2000-01-01
30 - Ventilation / Air Distribution | HUMIDIFIER | humidifier |  | 350 - HUMIDIFIER
30 - Ventilation / Air Distribution | Fan-Unit Ventilator | fan unit ventilator | EF1 | 281 - FAN UNIT VENTILATOR | 21626 | LECO | 1624 |  | 1995-01-01
20 - Heating | Heating | heating |  | 520 - UNIT HEATER
20 - Heating | BASEBOARD HEATER | baseboard heater |  | 343 - HEATER - ELECTRIC - BASEBOARD
20 - Heating | UNIT HEATER | unit heater |  | 520 - UNIT HEATER
25 - Refrigeration | Air Conditioner - Packaged - AHU 1 | air conditioner packaged | RAHU 1 | 025 - AIR CONDITIONER - PACKAGED >= 5.4 TONS | NLDM0998119 | YORK | D1EE240A25B |  | 1993-01-01 | R22 | 16.8 | 20
25 - Refrigeration | Air Conditioner - Packaged - 20 Ton | air conditioner packaged | RAHU 2 | 025 - AIR CONDITIONER - PACKAGED >= 5.4 TONS | N1H3988416 | YORK | ZF240C00S2BAA2A |  | 1993-01-01 | R410A | 20.5 | 20
25 - Refrigeration | Packaged RTU | packaged rtu | R-AHU3 |  | 22341060D | Trane | THH300G3R0D1A0HC5A2B |  |  | R410A | 10.16 | 25
25 - Refrigeration | AIR DRYER - CABLE | air dryer cable | F06 | 147 - COMPRESSED AIR DRYER |  | PUREGAS |  |  | 2010-01-01
25 - Refrigeration | CABLE AIR DRYER | cable air dryer | F75 | 147 - COMPRESSED AIR DRYER | 3-12-91-2 | PUREGAS | 3500 HTL |  | 2010-01-01
20 - Heating | PUMP | pump |  | 400 - PUMP - GENERAL
30 - Ventilation / Air Distribution | DDC | ddc |  | 216 - DDC CONTROL CABINET & BUILDING AUTOMATION SYSTEM (BAS) | PC4020 | MDi | RTU-100A
25 - Refrigeration | Glycol Dry Cooler | glycol dry cooler |  | 180 - COOLING TOWER
30 - Ventilation / Air Distribution | Fan-Unit Ventilator | fan unit ventilator |  | 281 - FAN UNIT VENTILATOR
20 - Heating | Electric Unit Heater | electric unit heater |  | 344 - HEATER - ELECTRIC - UNIT | 9117R | CHROMALOX | 04D0001 |  | 1991-01-01
25 - Refrigeration | Air Conditioner - Packaged - 2.5 Ton | air conditioner packaged | AHU1 | 054 - AIR CONDITIONER - PACKAGED < 5.4 TONS | 17657AHU1 | ENGINEERED AIR | BCT25 |  | 1991-01-01 | R22 | 1.36 | 2.5
25 - Refrigeration | Air Conditioner - Packaged - 2.5 Ton | air conditioner packaged | AHU2 | 054 - AIR CONDITIONER - PACKAGED < 5.4 TONS | 176571AHU2 | ENGINEERED AIR | BCT25 |  | 1991-01-01 | R22 | 1.36 | 2.5
25 - Refrigeration | Glycol Dry Cooler | glycol dry cooler |  | 180 - COOLING TOWER
30 - Ventilation / Air Distribution | Fan-Unit Ventilator | fan unit ventilator |  | 281 - FAN UNIT VENTILATOR
20 - Heating | Heating | heating |  | 520 - UNIT HEATER
25 - Refrigeration | Air Conditioner - Packaged - 1 Ton | air conditioner packaged | AC-1 | 025 - AIR CONDITIONER - PACKAGED >= 5.4 TONS | 125D001459924-02 | BARD | WA361-A05EPXXXR |  | 2000-01-01 | R22 | 1 | 3
25 - Refrigeration | Air Conditioner - Split - 3 Ton | air conditioner split | AC2 | 059 - AIR CONDITIONER - SPLIT < 5.4 TONS | 603KCTB10H37 | LG | LMU36CHV |  | 2016-09-01 | R410A | 3 | 3
25 - Refrigeration | Glycol Dry Cooler | glycol dry cooler |  | 180 - COOLING TOWER
30 - Ventilation / Air Distribution | Fan-Unit Ventilator | fan unit ventilator |  | 281 - FAN UNIT VENTILATOR
20 - Heating | Heating | heating |  | 520 - UNIT HEATER
25 - Refrigeration | Air Conditioner - Packaged - 1 Ton | air conditioner packaged |  | 025 - AIR CONDITIONER - PACKAGED >= 5.4 TONS | 17102 | ENG. AIR | BCT-25 |  |  |  | 1 | 1
25 - Refrigeration | Glycol Dry Cooler | glycol dry cooler |  | 180 - COOLING TOWER
30 - Ventilation / Air Distribution | Supply/Exhaust Fan | supply exhaust fan |  | 270 - FAN - EXHAUST
30 - Ventilation / Air Distribution | Fan-Unit Ventilator | fan unit ventilator |  | 281 - FAN UNIT VENTILATOR
20 - Heating | Heating | heating |  | 520 - UNIT HEATER
25 - Refrigeration | Air Conditioner - Packaged - 5 Ton | air conditioner packaged | AHU1 | 025 - AIR CONDITIONER - PACKAGED >= 5.4 TONS | 16513 | ENG AIR | BCT-25 |  |  |  | 1 | 5
25 - Refrigeration | Air Conditioner - Packaged - 5 Ton | air conditioner packaged | AHU2 | 025 - AIR CONDITIONER - PACKAGED >= 5.4 TONS | 16519 | ENG AIR | BCT-25 |  |  |  | 1 | 5
25 - Refrigeration | Glycol Dry Cooler | glycol dry cooler |  | 180 - COOLING TOWER
30 - Ventilation / Air Distribution | Fan-Unit Ventilator | fan unit ventilator |  | 281 - FAN UNIT VENTILATOR
20 - Heating | Heating | heating |  | 520 - UNIT HEATER
25 - Refrigeration | Air Conditioner | air conditioner |  | 025 - AIR CONDITIONER - PACKAGED >= 5.4 TONS | [6 empty] | 0.1 | 5.4
20 - Heating | Furnace | furnace |  | 340 - FURNACE - WARM AIR (GAS OR OIL)
20 - Heating | Economizer | economizer |  | 245 - ECONOMIZER
25 - Refrigeration | Condenser | condenser |  | 150 - CONDENSER - AIR COOLED
25 - Refrigeration | Glycol Dry Cooler | glycol dry cooler | CU-1 | 180 - COOLING TOWER
30 - Ventilation / Air Distribution | Fan | fan |  | 270 - FAN - EXHAUST
30 - Ventilation / Air Distribution | Humidifier | humidifier |  | 350 - HUMIDIFIER
30 - Ventilation / Air Distribution | Fan Assembly | fan assembly |  | 260 - FAN ASSEMBLY - SUPPLY - RETURN
30 - Ventilation / Air Distribution | Fan-Unit Ventilator | fan unit ventilator |  | 281 - FAN UNIT VENTILATOR
20 - Heating | Heating | heating |  | 520 - UNIT HEATER
20 - Heating | Heater | heater |  | 344 - HEATER - ELECTRIC - UNIT
25 - Refrigeration | Air Conditioner - Packaged - 1 Ton | air conditioner packaged | AC-1 | 025 - AIR CONDITIONER - PACKAGED >= 5.4 TONS | YC22169 | ELECTROHOME | AC1601 |  |  |  | 1 | 1
25 - Refrigeration | Air Conditioner - Window - 1.5 Ton | air conditioner window |  | 035 - AIR CONDITIONER - WINDOW | AEDK02953 | FREIDRICH | CP18G30A |  | 2015-08-13 | R410A | 0.72 | 1.5
20 - Heating | Controls | controls |  | 153 - CONTROLS - ELECTRIC AND ELECTRONIC
25 - Refrigeration | Compressed Air Dryer | compressed air dryer |  | 147 - COMPRESSED AIR DRYER
30 - Ventilation / Air Distribution | Fan-Unit Ventilator | fan unit ventilator |  | 281 - FAN UNIT VENTILATOR
20 - Heating | Heating | heating |  | 520 - UNIT HEATER
20 - Heating | Furnace - Warm Air (Gas or Oil) - IF2 | furnace warm air | IF2 | 340 - FURNACE - WARM AIR (GAS OR OIL) | 6374L04386 | LENNOX | G8 150 1 |  | 1975-01-01
20 - Heating | Furnace - Warm Air (Gas or Oil) - IF1 | furnace warm air | IF1 | 340 - FURNACE - WARM AIR (GAS OR OIL) | 6374L04384 | LENNOX | G8 150 1 |  | 1975-01-01
25 - Refrigeration | Air Conditioner - Split - 2.5 Ton | air conditioner split | R-CU-3 | 059 - AIR CONDITIONER - SPLIT < 5.4 TONS | 9508267252 | Amana | RCB30A2B |  | 2007-12-01 | R22 | 4 | 2.5
25 - Refrigeration | Air Conditioner - Split - 2 Ton | air conditioner split |  | 059 - AIR CONDITIONER - SPLIT < 5.4 TONS |  |  |  |  | 2006-05-01 |  | 1 | 2
25 - Refrigeration | Air Conditioner - Split - 2 Ton | air conditioner split |  | 059 - AIR CONDITIONER - SPLIT < 5.4 TONS |  |  |  |  | 2005-01-01 |  | 1 | 2
25 - Refrigeration | Air Conditioners - Split System - R-CU-2 | air conditioners split system | R-CU-2 | 030 - AIR CONDITIONER - SPLIT >= 5.4 TONS | Not legible | CARRIER | 38EN048-3 |  |  | R22 | 4.3 | 4
25 - Refrigeration | Air Conditioner - R-CU-1 | air conditioner | R-CU-1 | 030 - AIR CONDITIONER - SPLIT >= 5.4 TONS | NOT LEGIBLE | CARRIER | 38EN048-3 |  |  | R22 | 4 | 4
30 - Ventilation / Air Distribution | Air Handling Unit - AHU-1 | air handling unit | AHU-1 | 050 - AIR HANDLING UNIT | 3886H00537 | CARRIER | 40FS220310 |  | 1987-01-01
30 - Ventilation / Air Distribution | Air Handling Unit - AHU-2 | air handling unit | AHU-2 | 050 - AIR HANDLING UNIT | 3886H00535 | CARRIER | 40FS220310 |  | 1987-01-01
20 - Heating | Heater - Electric, Baseboard | heater electric baseboard |  | 343 - HEATER - ELECTRIC - BASEBOARD |  |  |  |  | 1986-01-01
20 - Heating | Unit Heater | unit heater |  | 520 - UNIT HEATER |  |  |  |  | 1986-01-01
20 - Heating | Fan Coil heater | fan coil heater |  | 280 - FAN COIL UNIT (CABINET HEATER - COOLER)
25 - Refrigeration | Air Conditioner - Packaged - 3 Ton | air conditioner packaged | R-AHU-1 | 054 - AIR CONDITIONER - PACKAGED < 5.4 TONS | NDMM042924 | YORK | D1EE036A06EBC |  | 2010-01-01 | R22 | 4 | 3
30 - Ventilation / Air Distribution | Supply / Exhaust Fan | supply exhaust fan |  | 281 - FAN UNIT VENTILATOR
20 - Heating | Heating | heating |  | 520 - UNIT HEATER
25 - Refrigeration | Air Conditioner - Window Unit - 1 TON | air conditioner window unit | WAC-1 | 035 - AIR CONDITIONER - WINDOW | AFBK02543 | FRIEDRICH | CP12G10B |  | 2016-08-11 | R22 | 0.41 | 1
20 - Heating | Heating | heating |  | 520 - UNIT HEATER
25 - Refrigeration | Air Conditioner - Packaged - 1.5 Ton - WAC-1 | air conditioner packaged | WAC-1 | 025 - AIR CONDITIONER - PACKAGED >= 5.4 TONS | P00557730 | CARRIER | 51FL221B301 |  | 1987-01-01 | R22 | 0.91 | 1.5
25 - Refrigeration | AIR CONDITIONER - PACKAGED 3 TON - AHU-1 | air conditioner packaged | AHU-1 | 025 - AIR CONDITIONER - PACKAGED >= 5.4 TONS | 3188C37775 | CARRIER | 50EE036330 |  | 1988-01-01 | R22 | 2.404 | 3
30 - Ventilation / Air Distribution | Fan-Unit Ventilator | fan unit ventilator |  | 281 - FAN UNIT VENTILATOR
20 - Heating | Heating - baseboard | heating baseboard |  | 343 - HEATER - ELECTRIC - BASEBOARD
25 - Refrigeration | Air Conditioner - Window Unit - 1 Ton | air conditioner window unit | WAC-1 | 035 - AIR CONDITIONER - WINDOW | 1901A03867 | Friedrich | CP12G10B |  | 2019-08-30 | R32 | 0.41 | 1
20 - Heating | Heating - Baseboard | heating baseboard |  | 343 - HEATER - ELECTRIC - BASEBOARD
25 - Refrigeration | Air Conditioner - WINDOW UNIT - 3 Ton - WAC-1 | air conditioner window unit wac | WAC-1 | 054 - AIR CONDITIONER - PACKAGED < 5.4 TONS | 1806M63343 | Friedrich | SL36N30B-B |  | 2018-07-24 | R410A | 1.89 | 3
25 - Refrigeration | Air Conditioner Packaged WALL MOUNT 5 Ton - AHU-1 | air conditioner packaged wall mount | 1-AHU-1 | 035 - AIR CONDITIONER - WINDOW | FH47293 | MARVAIR / COMPAC II | AVP60ACA00C 1000 |  | 1993-01-01 | R410A | 3.4 | 5
25 - Refrigeration | Air Conditioner -WINDOW UNIT - 1.5 ton - WAC-2 | air conditioner window unit wac | WAC-2 |  | J930603013 | ELECTROHOME | A180ZB1 |  | 1993-06-15 | R22 | 1.5 | 1.5
30 - Ventilation / Air Distribution | Pump - Sump | pump sump |  | 410 - PUMP - SUMP
30 - Ventilation / Air Distribution | Blower | blower |  | 009 - AERATOR - BLOWER |  | DELHI | 212 |  | 1991-01-01
20 - Heating | Heater - Electric, Duct | heater electric duct |  | 342 - HEATER - ELECTRIC - DUCT
25 - Refrigeration | Air Conditioner, Split - 5 Ton | air conditioner split | AC 1 | 059 - AIR CONDITIONER - SPLIT < 5.4 TONS | 5490F08565 | LENNOX | HS14-651V-7P |  | 1990-01-01 | R22 | 5.9 | 5
30 - Ventilation / Air Distribution | Air Conditioner, Split - Delhi Blower/Evaporator | air conditioner split delhi blower evaporator |  | 030 - AIR CONDITIONER - SPLIT >= 5.4 TONS | 5191L62709 | LENNOX EVAPORATOR | C16-51-IFF |  |  | R22 | 5.9 | 5
25 - Refrigeration | Condenser - Air Cooled | condenser air cooled |  | 150 - CONDENSER - AIR COOLED
25 - Refrigeration | Glycol Dry Cooler | glycol dry cooler |  | 180 - COOLING TOWER
25 - Refrigeration | Fan - Exhaust | fan exhaust |  | 270 - FAN - EXHAUST
20 - Heating | Heating | heating |  | 520 - UNIT HEATER
20 - Heating | Unit Heater | unit heater | UH 1 | 520 - UNIT HEATER |  | CHROMALOX | RFI-840C |  | 1991-01-01
20 - Heating | Unit Heater | unit heater | UH 2 | 520 - UNIT HEATER |  | CHROMALOX | RFI-830C |  | 1991-01-01
20 - Heating | Unit Heater | unit heater | UH 3 | 520 - UNIT HEATER |  | CHROMALOX | RFI-840C |  | 1991-01-01
20 - Heating | Unit Heater | unit heater | UH 4 | 520 - UNIT HEATER |  | CHROMALOX | RFI-840C |  | 1991-01-01
20 - Heating | Unit Heater | unit heater | UH 5 | 520 - UNIT HEATER |  | CHROMALOX | RFI-840C |  | 1991-01-01
20 - Heating | Unit Heater | unit heater | UH 6 | 520 - UNIT HEATER |  | CHROMALOX | RFI-840C |  | 1991-01-01
20 - Heating | Unit Heater | unit heater | UH 8 | 520 - UNIT HEATER |  | CHROMALOX | RFI -830C |  | 1991-01-01
20 - Heating | Unit Heater | unit heater | UH 7 | 520 - UNIT HEATER |  | CHROMALOX | RFI -830C |  | 1991-01-01
20 - Heating | Air Conditioner, Packaged | air conditioner packaged |  | 025 - AIR CONDITIONER - PACKAGED >= 5.4 TONS | [6 empty] | 1 | 1
25 - Refrigeration | Air Conditioner | air conditioner |  | 025 - AIR CONDITIONER - PACKAGED >= 5.4 TONS | [6 empty] | 0.1 | 5.4
30 - Ventilation / Air Distribution | Fan-Unit Ventilator | fan unit ventilator |  | 281 - FAN UNIT VENTILATOR
20 - Heating | Heating - electric baseboard | heating electric baseboard |  | 343 - HEATER - ELECTRIC - BASEBOARD
25 - Refrigeration | Window Air Conditioner - 1 Ton | window air conditioner | WAC-1 |  | 1905A00995 | Friedrich | CP12G10B |  | 2020-03-19 | R32 | 0.411 | 1
30 - Ventilation / Air Distribution | Fan-Unit Ventilator | fan unit ventilator |  | 281 - FAN UNIT VENTILATOR
20 - Heating | Heating - Baseboard | heating baseboard |  | 343 - HEATER - ELECTRIC - BASEBOARD
25 - Refrigeration | Air Conditioner - Window Unit - 1 TON - WAC-1 | air conditioner window unit wac | WAC-1 | 035 - AIR CONDITIONER - WINDOW | AFBK02304 | FRIEDRICH | CP12G10B |  | 2016-07-05 | R32 | 0.41 | 1
25 - Refrigeration | Glycol Dry Cooler | glycol dry cooler | CU-1 | 180 - COOLING TOWER
30 - Ventilation / Air Distribution | Supply/Exhaust Fan | supply exhaust fan |  | 270 - FAN - EXHAUST
30 - Ventilation / Air Distribution | Fan-Unit Ventilator | fan unit ventilator |  | 281 - FAN UNIT VENTILATOR
20 - Heating | Heating | heating |  | 520 - UNIT HEATER
25 - Refrigeration | Air Conditioner, Window Unit 1 | air conditioner window | Unit 1 | 035 - AIR CONDITIONER - WINDOW |  | ELECTROHOME |  |  |  |  | 1 | 1
25 - Refrigeration | Air Conditioner, Window Unit 2 | air conditioner window | Unit 2 | 035 - AIR CONDITIONER - WINDOW |  | ELECTROHOME |  |  |  |  | 0.1 | 0.1
25 - Refrigeration | Air Conditioners / Heat Pump - Packaged | air conditioners heat pump packaged |  | 025 - AIR CONDITIONER - PACKAGED >= 5.4 TONS |  | Bard |  |  | 2021-01-01 |  | 2 | 1
25 - Refrigeration | Glycol Dry Cooler | glycol dry cooler | CU-2 | 180 - COOLING TOWER
30 - Ventilation / Air Distribution | Fan - Exhaust | fan exhaust |  | 270 - FAN - EXHAUST
30 - Ventilation / Air Distribution | Fan-Unit Ventilator | fan unit ventilator |  | 281 - FAN UNIT VENTILATOR
20 - Heating | Heating | heating |  | 520 - UNIT HEATER
25 - Refrigeration | Air Conditioner - Packaged - 1 Ton | air conditioner packaged | AC-1 | 025 - AIR CONDITIONER - PACKAGED >= 5.4 TONS | [6 empty] | 1 | 1
25 - Refrigeration | Air Conditioners / Heat Pump - Split System | air conditioners heat pump split system |  | 030 - AIR CONDITIONER - SPLIT >= 5.4 TONS | 5802D11762 | Lennox | HS26-024-4P |  |  | R22 | 1.7 | 2
25 - Refrigeration | Glycol Dry Cooler | glycol dry cooler | AC-1 | 180 - COOLING TOWER | 7483053357 | Electrohome | A1602
30 - Ventilation / Air Distribution | Fan-Unit Ventilator | fan unit ventilator |  | 281 - FAN UNIT VENTILATOR
20 - Heating | Heating | heating |  | 520 - UNIT HEATER | 6502C00580 | LENNOX ELITE SERIES | CR26-3ON-F
25 - Refrigeration | Air Conditioner - Packaged - 1 Ton | air conditioner packaged | CU-1 | 025 - AIR CONDITIONER - PACKAGED >= 5.4 TONS | 5802D11762 | LENNOX | H526-02-40 |  | 2002-01-04 |  | 1 | 1
25 - Refrigeration | Air Conditioners / Heat Pump - Packaged | air conditioners heat pump packaged |  | 025 - AIR CONDITIONER - PACKAGED >= 5.4 TONS | AEAK00848 | Friedrich | CP15G10A |  |  | R410A | 0.7 | 1.25
20 - Heating | Furnace | furnace |  | 340 - FURNACE - WARM AIR (GAS OR OIL)
20 - Heating | Economizer | economizer |  | 245 - ECONOMIZER
25 - Refrigeration | Air Conditioners / Heat Pump - Split System | air conditioners heat pump split system |  | 030 - AIR CONDITIONER - SPLIT >= 5.4 TONS | 5802A41272 | Lennox | HS26-024-4P |  |  | R22 | 1.7 | 2
25 - Refrigeration | Condenser | condenser |  | 150 - CONDENSER - AIR COOLED
25 - Refrigeration | Glycol Dry Cooler | glycol dry cooler | AC-1 | 180 - COOLING TOWER
30 - Ventilation / Air Distribution | Fan | fan |  | 270 - FAN - EXHAUST
30 - Ventilation / Air Distribution | Humidifier | humidifier |  | 350 - HUMIDIFIER
30 - Ventilation / Air Distribution | Fan Assembly | fan assembly |  | 260 - FAN ASSEMBLY - SUPPLY - RETURN
30 - Ventilation / Air Distribution | Fan-Unit Ventilator | fan unit ventilator |  | 281 - FAN UNIT VENTILATOR
20 - Heating | Heating | heating |  | 520 - UNIT HEATER
20 - Heating | Heater | heater |  | 344 - HEATER - ELECTRIC - UNIT | 650D00240 | LENNOX | CR26-30N-F
25 - Refrigeration | Air Conditioner - Packaged - 1 Ton | air conditioner packaged | CU-1 | 025 - AIR CONDITIONER - PACKAGED >= 5.4 TONS | 5802A41272 | LENNOX | H5-26-024-HP |  | 2002-01-01 |  | 1 | 2
20 - Heating | Controls | controls |  | 153 - CONTROLS - ELECTRIC AND ELECTRONIC
25 - Refrigeration | Compressed Air Dryer | compressed air dryer |  | 147 - COMPRESSED AIR DRYER
20 - Heating | Heating | heating |  | 520 - UNIT HEATER
20 - Heating | FU-20, FURNACE GROUP FU-1-2 | furnace fu | FU-20 | 340 - FURNACE - WARM AIR (GAS OR OIL)
25 - Refrigeration | Condenser unit 1 | condenser | unit 1 | 150 - CONDENSER - AIR COOLED | 5801E43416 | Lennox | HS29-060-9Y |  |  | R22 | 3.5 | 5
25 - Refrigeration | Condenser unit 2 | condenser | unit 2 | 150 - CONDENSER - AIR COOLED | 5801H20537 | Lennox | HS29-036-9Y |  |  | R22 | 2.26 | 3
25 - Refrigeration | Glycol Dry Cooler | glycol dry cooler | CU-1 | 180 - COOLING TOWER | 5801E43416 | Lennox | HS29-060-9Y
30 - Ventilation / Air Distribution | Fan - Exhaust | fan exhaust |  | 270 - FAN - EXHAUST
30 - Ventilation / Air Distribution | Fan-Unit Ventilator | fan unit ventilator |  | 281 - FAN UNIT VENTILATOR
20 - Heating | Heating | heating |  | 520 - UNIT HEATER
30 - Ventilation / Air Distribution | BS-1, BLOWER COIL UNIT | blower coil unit | BS-1 | 280 - FAN COIL UNIT (CABINET HEATER - COOLER)
25 - Refrigeration | Air Conditioner | air conditioner | CU-2 | 025 - AIR CONDITIONER - PACKAGED >= 5.4 TONS | 5801H20537 | Lennox | HS29-036-9Y |  |  |  | 0.1 | 3
25 - Refrigeration | Air conditioner - Window unit | air conditioner window unit | AC-1 | 035 - AIR CONDITIONER - WINDOW | 270003-002 | Liebert | ET060SRTEOT |  |  |  | 0.1 | 0.1
25 - Refrigeration | Air conditioner - Window unit | air conditioner window unit | AC-2 | 035 - AIR CONDITIONER - WINDOW | 13731-AC-1 | Eng. Air | OWS-4 |  |  |  | 0.1 | 0.1
25 - Refrigeration | AC-1, ENGINEERED AIR UNIT | engineered air unit | AC-1 | 025 - AIR CONDITIONER - PACKAGED >= 5.4 TONS | 13731-AC-1 | Engineered Air | 0W-4 |  |  | R22 | 1.8 | 4
25 - Refrigeration | AC-2,Liebert | liebert | AC-2 | 036 - AIR CONDITIONER - ROOM | 270003-002 | Liebert | ET060SRTE0T |  |  | R22 | 3.17 | 5
25 - Refrigeration | Air Conditioner, Split | air conditioner split | AC-1 | 030 - AIR CONDITIONER - SPLIT >= 5.4 TONS | 6102111010 | Electrohome | A1201 |  |  |  | 0.1 | 5.4
25 - Refrigeration | Air Conditioners / Heat Pump - Split System | air conditioners heat pump split system |  | 030 - AIR CONDITIONER - SPLIT >= 5.4 TONS | 5805D03814 | Lennox | H5XA16-060-230-1 |  |  | R410A | 3.5 | 4
30 - Ventilation / Air Distribution | Fan-Unit Ventilator | fan unit ventilator |  | 281 - FAN UNIT VENTILATOR
20 - Heating | Heating | heating |  | 520 - UNIT HEATER
25 - Refrigeration | Air Conditioners / Heat Pump - Packaged | air conditioners heat pump packaged |  | 025 - AIR CONDITIONER - PACKAGED >= 5.4 TONS | ME237674104 | Fredrich | CP15G10A |  |  | R410A | 0.7 | 1
20 - Heating | Heating | heating |  | 520 - UNIT HEATER
25 - Refrigeration | AIR CONDITIONER-WINDOW-1.25 TON - WAC-1 | air conditioner window | WAC-1 | 035 - AIR CONDITIONER - WINDOW | LGCR04556 | LG | KS15L10-B |  |  | R22 | 0.82 | 1.25
30 - Ventilation / Air Distribution | Fan - Exhaust | fan exhaust |  | 270 - FAN - EXHAUST | n/a | Leader Fan Industries | P8-3
30 - Ventilation / Air Distribution | Fan - Exhaust | fan exhaust |  | 270 - FAN - EXHAUST | n/a | Leader Fan Industries | P8-3 |  | 2008-01-01
25 - Refrigeration | Air Conditioner - Packaged - 1 Ton | air conditioner packaged |  | 025 - AIR CONDITIONER - PACKAGED >= 5.4 TONS |  | MARVAIR |  |  |  |  | 1 | 1
25 - Refrigeration | Air Conditioner - Packaged - Under 5.4 Ton | air conditioner packaged under |  | 054 - AIR CONDITIONER - PACKAGED < 5.4 TONS | MK33244 | Marvair | AVP24ACA04C-1000 CI |  |  | R22 | 1.322 | 2
25 - Refrigeration | Air Conditioner - Packaged - Under 5.4 Ton | air conditioner packaged under |  | 054 - AIR CONDITIONER - PACKAGED < 5.4 TONS | MK33244 | Marvair | AVP24ACA04C-1000 CI |  | 2008-01-01 | R22 | 1.332 | 2
25 - Refrigeration | Glycol Dry Cooler | glycol dry cooler |  | 180 - COOLING TOWER
30 - Ventilation / Air Distribution | Fan-Unit Ventilator | fan unit ventilator |  | 281 - FAN UNIT VENTILATOR
20 - Heating | Heating | heating |  | 520 - UNIT HEATER
25 - Refrigeration | Air Conditioner - Packaged - 2 Ton | air conditioner packaged |  | 025 - AIR CONDITIONER - PACKAGED >= 5.4 TONS | 2212H51500 | Freidrich | CCW24B30B |  |  |  | 0.63 | 2
25 - Refrigeration | Glycol Dry Cooler | glycol dry cooler |  | 180 - COOLING TOWER
30 - Ventilation / Air Distribution | Fan-Unit Ventilator | fan unit ventilator |  | 281 - FAN UNIT VENTILATOR
20 - Heating | Heating | heating |  | 520 - UNIT HEATER
25 - Refrigeration | Air Conditioner | air conditioner |  | 025 - AIR CONDITIONER - PACKAGED >= 5.4 TONS | [6 empty] | 0.1 | 5.4
30 - Ventilation / Air Distribution | Fan-Unit Ventilator | fan unit ventilator |  | 281 - FAN UNIT VENTILATOR
20 - Heating | Heating | heating |  | 520 - UNIT HEATER
25 - Refrigeration | Air Conditioner | air conditioner |  | 025 - AIR CONDITIONER - PACKAGED >= 5.4 TONS | [6 empty] | 0.1 | 5.4
25 - Refrigeration | Air Conditioner - WINDOW AC - 1.5 TON -AC-1 | air conditioner window | AC-1 | 035 - AIR CONDITIONER - WINDOW | 102KA00076 | ICP | LWM1835BCP1 |  |  | R22 | 0.75 | 1.5
25 - Refrigeration | Air Conditioner - WINDOW AC - 1.5 TON -AC-2 | air conditioner window | AC-2 | 035 - AIR CONDITIONER - WINDOW | 102KA00149 | ICP | LWM1835BCP1 |  |  | R22 | 0.75 | 1.5
30 - Ventilation / Air Distribution | Fan-Unit Ventilator | fan unit ventilator |  | 281 - FAN UNIT VENTILATOR
20 - Heating | Heating | heating |  | 520 - UNIT HEATER
30 - Ventilation / Air Distribution | Fan-Unit Ventilator | fan unit ventilator |  | 281 - FAN UNIT VENTILATOR
20 - Heating | Heating | heating |  | 520 - UNIT HEATER
25 - Refrigeration | Air Conditioner - Window Unit - 1 Ton | air conditioner window unit | WAC-1 | 035 - AIR CONDITIONER - WINDOW | 601TAPE01200 | FRIEDRICH | CP12G10B |  | 2016-08-24 | R32 | 0.4 | 1
20 - Heating | Boiler | boiler |  | 340 - FURNACE - WARM AIR (GAS OR OIL)
20 - Heating | Economizer | economizer |  | 245 - ECONOMIZER
25 - Refrigeration | Condenser | condenser |  | 150 - CONDENSER - AIR COOLED
25 - Refrigeration | Glycol Dry Cooler | glycol dry cooler |  | 180 - COOLING TOWER
30 - Ventilation / Air Distribution | Fan | fan |  | 270 - FAN - EXHAUST
30 - Ventilation / Air Distribution | Humidifier | humidifier |  | 350 - HUMIDIFIER
30 - Ventilation / Air Distribution | Fan Assembly | fan assembly |  | 260 - FAN ASSEMBLY - SUPPLY - RETURN
30 - Ventilation / Air Distribution | Fan-Unit Ventilator | fan unit ventilator |  | 281 - FAN UNIT VENTILATOR
20 - Heating | Heating | heating |  | 520 - UNIT HEATER
20 - Heating | Heater | heater |  | 344 - HEATER - ELECTRIC - UNIT
25 - Refrigeration | Air Conditioner - Packaged - 5 Ton | air conditioner packaged |  | 025 - AIR CONDITIONER - PACKAGED >= 5.4 TONS | 61082279759 | BARD | 20WA1 |  |  |  | 1 | 5
25 - Refrigeration | Air Conditioner, Window Unit - Window Mount | air conditioner window unit window mount |  | 035 - AIR CONDITIONER - WINDOW |  | CARRIER | WEATHERMAKER |  |  |  | 1 | 5
20 - Heating | Controls | controls |  | 153 - CONTROLS - ELECTRIC AND ELECTRONIC
25 - Refrigeration | Compressed Air Dryer | compressed air dryer |  | 147 - COMPRESSED AIR DRYER
25 - Refrigeration | Air Conditioner - Packaged - 4 Ton | air conditioner packaged | AHU-1 | 054 - AIR CONDITIONER - PACKAGED < 5.4 TONS | FG20586 | MARVAIR | AVP48ACA10C-1000BI |  | 1997-05-01 |  | 3.66 | 4
25 - Refrigeration | Air Conditioner - Packaged - 4 Ton | air conditioner packaged | AHU-2 | 054 - AIR CONDITIONER - PACKAGED < 5.4 TONS | FG20584 | MARVAIR | AVP48ACA10C-1000BI |  | 1997-05-01 |  | 3.66 | 4
25 - Refrigeration | Glycol Dry Cooler | glycol dry cooler | CU-1 | 180 - COOLING TOWER | 52 | Lennox | CHA9-653-2Y
30 - Ventilation / Air Distribution | Fan - Exhaust | fan exhaust |  | 270 - FAN - EXHAUST
30 - Ventilation / Air Distribution | Fan-Unit Ventilator | fan unit ventilator |  | 281 - FAN UNIT VENTILATOR
20 - Heating | Heating | heating |  | 520 - UNIT HEATER
25 - Refrigeration | Air Conditioner | air conditioner | CU-2 | 025 - AIR CONDITIONER - PACKAGED >= 5.4 TONS | 51 | Lennox | CHA9-653-2Y |  |  |  | 0.1 | 5.4
30 - Ventilation / Air Distribution | Fan-Unit Ventilator | fan unit ventilator |  | 281 - FAN UNIT VENTILATOR
20 - Heating | Heating | heating |  | 520 - UNIT HEATER
20 - Heating | Baseboard Heater | baseboard heater |  | 343 - HEATER - ELECTRIC - BASEBOARD | 1 | FEDERAL PIONEER | N 27-20 |  | 1980-01-01
25 - Refrigeration | Air Conditioner - Window UNIT - WAC-2 | air conditioner window unit | WAC-2 | 035 - AIR CONDITIONER - WINDOW | D939076 | CARRIER | 51FL215311 |  | 1980-01-01 | R22 | 0.9 | 1.5
25 - Refrigeration | Air Conditioner - Window UNIT - WAC-1 | air conditioner window unit | WAC-1 | 035 - AIR CONDITIONER - WINDOW | D930977 | CARRIER | 51FL218311 |  | 1980-01-01 | R22 | 0.9 | 1.5
25 - Refrigeration | Air Conditioner, Packaged - 5 Ton - AHU-1 | air conditioner packaged | AHU-1 | 054 - AIR CONDITIONER - PACKAGED < 5.4 TONS | 844620 | LIEBERT | ET060SRPE0T4620 |  | 2008-01-01 | R22 | 3.17 | 5
25 - Refrigeration | Air Conditioner, Packaged - 3 Ton - AHU-2 | air conditioner packaged | AHU-2 | 054 - AIR CONDITIONER - PACKAGED < 5.4 TONS | NOT LEGIBLE | CARRIER | 50EE036 |  | 1985-01-01 | R22 | 2.404 | 3
20 - Heating | Boiler - Hot Water | boiler hot water |  | 070 - BOILER - HOT WATER | C15266709 | LAARS | MT2H1000NACK1CXX |  | 2015-01-01
20 - Heating | Boiler - Hot Water | boiler hot water |  | 070 - BOILER - HOT WATER | 169220 | LAARS | HB-1050 |  | 1969-01-01
25 - Refrigeration | Air Conditioner, Split | air conditioner split |  | 030 - AIR CONDITIONER - SPLIT >= 5.4 TONS | 4403F62621 | CARRIER | 38AK-034-101 |  | 2003-01-01 | R22 | 27.2 | 30
25 - Refrigeration | Air Conditioner, Split | air conditioner split |  | 030 - AIR CONDITIONER - SPLIT >= 5.4 TONS | 4503F63848 | CARRIER | 38AH-064-101 |  | 2003-01-01 | R22 | 54.4 | 60
25 - Refrigeration | Condenser - Air Cooled | condenser air cooled |  | 150 - CONDENSER - AIR COOLED | 4403F62621 | CARRIER | 38AK-034-101 |  | 2003-01-01 | R22 | 19.9 | 30
25 - Refrigeration | Condenser - Air Cooled | condenser air cooled |  | 150 - CONDENSER - AIR COOLED | 4503F63848 | CARRIER | 38AH-064-101 |  | 2003-01-01 | R22 | 40 | 60
25 - Refrigeration | Coil power washing | coil power washing |  | 150 - CONDENSER - AIR COOLED
30 - Ventilation / Air Distribution | Dome Exhaust Fan | dome exhaust fan |  | 270 - FAN - EXHAUST
30 - Ventilation / Air Distribution | Dome Exhaust Fans | dome exhaust fans |  | 270 - FAN - EXHAUST
30 - Ventilation / Air Distribution | Air Handling Unit | air handling unit |  | 050 - AIR HANDLING UNIT | 71-11802 | Air Care | ACF |  | 1971-01-01
30 - Ventilation / Air Distribution | Humidifier | humidifier |  | 350 - HUMIDIFIER |  | NORTEC
30 - Ventilation / Air Distribution | Humidifier | humidifier |  | 350 - HUMIDIFIER |  | NORTEC
30 - Ventilation / Air Distribution | Humidifier | humidifier |  | 350 - HUMIDIFIER |  | NORTEC
30 - Ventilation / Air Distribution | Humidifier | humidifier |  | 350 - HUMIDIFIER |  | NORTEC
30 - Ventilation / Air Distribution | Ceiling Transfer Fan | ceiling transfer fan |  | 260 - FAN ASSEMBLY - SUPPLY - RETURN
30 - Ventilation / Air Distribution | Ceiling Transfer Fan | ceiling transfer fan |  | 260 - FAN ASSEMBLY - SUPPLY - RETURN
30 - Ventilation / Air Distribution | Ceiling Transfer Fan | ceiling transfer fan |  | 260 - FAN ASSEMBLY - SUPPLY - RETURN
30 - Ventilation / Air Distribution | Ceiling Transfer Fan | ceiling transfer fan |  | 260 - FAN ASSEMBLY - SUPPLY - RETURN
30 - Ventilation / Air Distribution | Ceiling Transfer Fan | ceiling transfer fan |  | 260 - FAN ASSEMBLY - SUPPLY - RETURN
30 - Ventilation / Air Distribution | Ceiling Transfer Fan | ceiling transfer fan |  | 260 - FAN ASSEMBLY - SUPPLY - RETURN
25 - Refrigeration | Air Conditioner - RTU - Mastermind Training Rm | air conditioner rtu mastermind training rm |  | 025 - AIR CONDITIONER - PACKAGED >= 5.4 TONS | N1H4049893 | York | ZF240N24M5AAA2A |  | 1998-01-01 | R410A | 20.64 | 20
25 - Refrigeration | Air Conditioner - RTU - computer rm | air conditioner rtu computer rm |  | 025 - AIR CONDITIONER - PACKAGED >= 5.4 TONS | 3803G50911 | CARRIER | 50TFF008-A-111 |  | 2003-01-01 | R22 | 4.6 | 7.5
25 - Refrigeration | Air Conditioner - RTU - computer rm | air conditioner rtu computer rm |  | 025 - AIR CONDITIONER - PACKAGED >= 5.4 TONS | 2903G11494 | CARRIER | 50TFF008-A-111 |  | 2003-01-01 | R22 | 4.6 | 7.5
25 - Refrigeration | Air Conditioner - Packaged - 7.5 Ton | air conditioner packaged |  | 025 - AIR CONDITIONER - PACKAGED >= 5.4 TONS | 1801G33072 | CARRIER | 48TFE008-101KB |  | 2001-01-01 | R22 | 4.6 | 7.5
20 - Heating | Boiler Pump | boiler pump |  | 400 - PUMP - GENERAL
25 - Refrigeration | Air Conditioner, CRAC #1 | air conditioner | CRAC #1 | 030 - AIR CONDITIONER - SPLIT >= 5.4 TONS | C14A8E0042 | LIEBERT | VS053ADB0EI735A |  | 2014-04-11 | R407C | 42.6 | 15
25 - Refrigeration | Condenser, Air Cooled CU-1 | condenser air cooled | CU-1 | 150 - CONDENSER - AIR COOLED | C14A4F0046 | LIEBERT | DCDL251-BS1136 |  | 2014-04-11
25 - Refrigeration | Coil washing | coil washing |  | 150 - CONDENSER - AIR COOLED
30 - Ventilation / Air Distribution | Battery Exhaust Fan | battery exhaust fan |  | 270 - FAN - EXHAUST |  | GreenHeck | BSQ-70 |  | 2014-04-11
25 - Refrigeration | Air Conditioners / Heat Pump - Split System | air conditioners heat pump split system |  | 030 - AIR CONDITIONER - SPLIT >= 5.4 TONS | Y23H000828 | Liebert | PFD037A-YL1 |  |  | R410A | 0 | 3
30 - Ventilation / Air Distribution | Fans - Exhaust | fans exhaust |  | 270 - FAN - EXHAUST | 618192.013 | Carnes | VEDK10M2A1CA20SPC1
30 - Ventilation / Air Distribution | Fans - Exhaust | fans exhaust |  | 270 - FAN - EXHAUST | 618192.103 | Carnes | VEDK10M2A1CA20SPC1
30 - Ventilation / Air Distribution | Variable Air Volume Boxes | variable air volume boxes |  | 486 - VARIABLE AIR VOLUME BOXES | NA | EH Price | LGB size 6
20 - Heating | Heater - Unit | heater unit |  | 520 - UNIT HEATER | NA | Stelpro | WF60063CT
20 - Heating | Heater - Unit | heater unit |  | 520 - UNIT HEATER | NA | Stelpro | WF60063CT
20 - Heating | Heater - Unit | heater unit |  | 520 - UNIT HEATER | NA | Stelpro | SCAS12108
25 - Refrigeration | Air Conditioners / Heat Pump - Packaged | air conditioners heat pump packaged |  | 025 - AIR CONDITIONER - PACKAGED >= 5.4 TONS | N2G1187518 | Johnson Controls (York) | ZE060H12B5C1AAA1A2 |  |  | R410A | 2.8 | 5
25 - Refrigeration | Air Conditioners / Heat Pump - Packaged | air conditioners heat pump packaged |  | 025 - AIR CONDITIONER - PACKAGED >= 5.4 TONS | N2B1741604 | Johnson Controls (York) | ZE060H12B5C1AAA1A2 |  |  | R410A | 2.8 | 5
25 - Refrigeration | Air Conditioners / Heat Pump - Packaged | air conditioners heat pump packaged |  | 025 - AIR CONDITIONER - PACKAGED >= 5.4 TONS | N2D1872132 | Johnson Controls (York) | ZE060H12B5C1AAA1A2 |  |  | R410A | 2.8 | 5
25 - Refrigeration | Air Conditioners / Heat Pump - Packaged | air conditioners heat pump packaged |  | 025 - AIR CONDITIONER - PACKAGED >= 5.4 TONS | N2H2837672 | Johnson Controls (York) | ZE060H12B5C1AAA1A2 |  |  | R410A | 2.8 | 5
25 - Refrigeration | Air Conditioners / Heat Pump - Packaged | air conditioners heat pump packaged |  | 025 - AIR CONDITIONER - PACKAGED >= 5.4 TONS | N2H2837673 | Johnson Controls (York) | ZE060H12B5C1AAA1A2 |  |  | R410A | 2.8 | 5
30 - Ventilation / Air Distribution | Supply Air Fan System | supply air fan system |  | 270 - FAN - EXHAUST
30 - Ventilation / Air Distribution | Fan-Unit Ventilator | fan unit ventilator |  | 281 - FAN UNIT VENTILATOR
20 - Heating | Heating | heating |  | 520 - UNIT HEATER
20 - Heating | Unit Heater | unit heater |  | 520 - UNIT HEATER |  | STELPRO |  |  | 2006-01-01
20 - Heating | Unit Heater | unit heater | H-2 | 520 - UNIT HEATER |  | STELPRO |  |  | 2006-01-01
20 - Heating | Unit Heater | unit heater | W-H#3 | 520 - UNIT HEATER |  | STELPRO |  |  | 2006-01-01
25 - Refrigeration | Air Conditioner - Packaged -6 Ton - AHU-2 | air conditioner packaged | AHU-2 | 025 - AIR CONDITIONER - PACKAGED >= 5.4 TONS | 403H203782535-02 | BARD | W72AC-A05ZPXXXJ |  | 2020-08-19 | R410A | 4.309 | 6
25 - Refrigeration | Air Conditioner - Window Shaker -WAC-2 | air conditioner window shaker | WAC-2 | 035 - AIR CONDITIONER - WINDOW | 201222-1901143 | COMFORT AIRE | RADS-253-M |  | 2015-08-01 | R410A | 1.506 | 2
25 - Refrigeration | Air Conditioner - Window Shaker- WAC-1 | air conditioner window shaker | WAC-1 | 035 - AIR CONDITIONER - WINDOW | LFDR13174 | FRIEDRICH | KM24L30-A |  | 2000-01-01 | R22 | 1.506 | 2
25 - Refrigeration | Air Conditioner, Packaged - 5 Ton - AHU-1 | air conditioner packaged | AHU-1 | 054 - AIR CONDITIONER - PACKAGED < 5.4 TONS | 270388-001 | LIEBERT | ET060SRPEBT |  | 1988-01-01 | R22 | 3.182 | 5
25 - Refrigeration | AIR CONDITIONER-WINDOW- 1.25 TON - WAC-3 | air conditioner window | WAC-3 | 035 - AIR CONDITIONER - WINDOW | 2112H00793 | FRIEDRICH | CCW15B10A |  | 2022-07-15 | R32 | 0.63 | 1.25
20 - Heating | Furnace - Warm Air (Gas or Oil) | furnace warm air |  | 340 - FURNACE - WARM AIR (GAS OR OIL) | 5800M41426 | Lennox Whisper Heat | G20Q3/4E-125-7
25 - Refrigeration | Air Conditioner, Split | air conditioner split | CU-1 | 030 - AIR CONDITIONER - SPLIT >= 5.4 TONS | L922059150 | Heil | CA5036QKB1 |  |  |  | 0.1 | 5.4
25 - Refrigeration | Glycol Dry Cooler | glycol dry cooler | AC-1 | 180 - COOLING TOWER
30 - Ventilation / Air Distribution | Fan-Unit Ventilator | fan unit ventilator |  | 281 - FAN UNIT VENTILATOR
20 - Heating | Heating | heating |  | 520 - UNIT HEATER
30 - Ventilation / Air Distribution | Fan - Exhaust | fan exhaust |  | 270 - FAN - EXHAUST
30 - Ventilation / Air Distribution | Fan-Unit Ventilator - Radio Bldg | fan unit ventilator radio bldg |  | 281 - FAN UNIT VENTILATOR
20 - Heating | Heating | heating |  | 520 - UNIT HEATER
25 - Refrigeration | Air Conditioner - Split System - 3 ton AC-1 | air conditioner split system | AC-1 | 025 - AIR CONDITIONER - PACKAGED >= 5.4 TONS | FTN033362 | FUJITSU | AOU36RLXB |  |  | R410A | 2.09 | 3
30 - Ventilation / Air Distribution | Fan-Unit Ventilator | fan unit ventilator |  | 281 - FAN UNIT VENTILATOR
20 - Heating | Heating | heating |  | 520 - UNIT HEATER
25 - Refrigeration | Air Conditioner - Packaged - 1 Ton | air conditioner packaged | WAC-1 | 025 - AIR CONDITIONER - PACKAGED >= 5.4 TONS | 1806A00753 | Friedrich | CP12G10B |  | 2018-08-31 | R32 | 0.397 | 1
30 - Ventilation / Air Distribution | Fan-Unit Ventilator | fan unit ventilator |  | 281 - FAN UNIT VENTILATOR
20 - Heating | Heating | heating |  | 520 - UNIT HEATER
25 - Refrigeration | AIR CONDITIONER - WINDOW UNIT - 1.5 TON - WAC-1 | air conditioner window unit wac | WAC-1 |  | 9453195644 | ELECTROHOME | A1802A00 |  | 1994-06-01 | R22 | 1 | 1.5
25 - Refrigeration | AIR CONDITIONER -WINDOW UNIT 1.5 TON - WAC-2 | air conditioner window unit wac | WAC-2 |  | 1901A01160 | FRIEDRICH | CP18G30B |  | 2019-06-14 | R32 | 0.85 | 1.5
25 - Refrigeration | Air Conditioners / Heat Pump - Packaged | air conditioners heat pump packaged | AHU-1 | 025 - AIR CONDITIONER - PACKAGED >= 5.4 TONS | 226640-2 | Liebert | ETC6HRPEBT |  |  | R22 | 3.18 | 5
25 - Refrigeration | Glycol Dry Cooler | glycol dry cooler |  | 180 - COOLING TOWER
30 - Ventilation / Air Distribution | Fan-Unit Ventilator | fan unit ventilator |  | 281 - FAN UNIT VENTILATOR
20 - Heating | Heating | heating |  | 520 - UNIT HEATER
25 - Refrigeration | AIR CONDITIONER | air conditioner |  | 035 - AIR CONDITIONER - WINDOW | LGER10394 | FRIEDRICH | XQ12L10A-A |  |  |  | 0.1 | 0.1
30 - Ventilation / Air Distribution | Fan-Unit Ventilator | fan unit ventilator |  | 281 - FAN UNIT VENTILATOR
20 - Heating | Heating | heating |  | 520 - UNIT HEATER
25 - Refrigeration | Air Conditioner - Window Unit | air conditioner window unit | WAC-2 | 035 - AIR CONDITIONER - WINDOW | 9453195785 | ELECTROHOME | A1802A00 |  | 1994-05-13 | R22 | 1.04 | 1.5
25 - Refrigeration | Air Conditioner - Window -1.5 TON - WAC-1 | air conditioner window | WAC-1 | 035 - AIR CONDITIONER - WINDOW | JFA58663 | CLIMETTE | FA1826A |  | 2004-11-19 | R22 | 1.3 | 1.5
25 - Refrigeration | Air Conditioner - Packaged - 5 Ton | air conditioner packaged | AHU-1 | 054 - AIR CONDITIONER - PACKAGED < 5.4 TONS | 2266403 | LIEBERT | ET060HRPEBT |  |  | R22 | 3.175 | 5
30 - Ventilation / Air Distribution | Fan-Unit Ventilator | fan unit ventilator |  | 281 - FAN UNIT VENTILATOR
20 - Heating | Heating | heating |  | 520 - UNIT HEATER
25 - Refrigeration | Air Conditioner - WINDOW - 1.25 Ton - WAC-1 | air conditioner window | WAC-1 | 035 - AIR CONDITIONER - WINDOW | LFDR07441 | FRIEDRICH | ITS15C10A |  | 2006-04-14 | R22 | 0.82 | 1.25
25 - Refrigeration | Cooling Coil Evaporator | cooling coil evaporator |  | 130 - COOLING COIL - EVAPORATOR | 668 | LENNOX | CR2 21 FFC
25 - Refrigeration | Glycol Dry Cooler | glycol dry cooler |  | 180 - COOLING TOWER
30 - Ventilation / Air Distribution | Fan-Unit Ventilator | fan unit ventilator |  | 281 - FAN UNIT VENTILATOR
20 - Heating | Heating | heating |  | 520 - UNIT HEATER
25 - Refrigeration | Air Conditioner - Window Unit - 1 Ton | air conditioner window unit | AC1 | 035 - AIR CONDITIONER - WINDOW | 2004106788 | FRIEDRICH | Ccw12B10A |  | 2015-05-26 | R410A | 0.624 | 1
25 - Refrigeration | Air Conditioner - Packaged - 3 Ton | air conditioner packaged | AC2 | 054 - AIR CONDITIONER - PACKAGED < 5.4 TONS | 309J143140324-02 | BARD | W36A2-A15 |  | 2015-05-26 | R410A | 1.96 | 3
25 - Refrigeration | SPLIT SYSTEM CONDENSER - 5 TON - CU-1 | split system condenser | CU-1 |  | 5185A04093 | LENNOX | HS16-65IV-3P |  | 1986-06-20 | R22 | 4.5 | 5
25 - Refrigeration | Air Handling Unit - 1-AHU-1 - 5 Ton | air handling ahu | 1-AHU-1 | 050 - AIR HANDLING UNIT | 5185A04093 | LENNOX | HS16 65IU 3P |  |  |  |  | 5
30 - Ventilation / Air Distribution | Fan-Unit Ventilator | fan unit ventilator |  | 281 - FAN UNIT VENTILATOR
20 - Heating | Heating | heating |  | 520 - UNIT HEATER
30 - Ventilation / Air Distribution | Hvac Controls | hvac controls |  | 153 - CONTROLS - ELECTRIC AND ELECTRONIC
30 - Ventilation / Air Distribution | Fan - Exhaust | fan exhaust |  | 270 - FAN - EXHAUST
30 - Ventilation / Air Distribution | Fan-Unit Ventilator | fan unit ventilator |  | 281 - FAN UNIT VENTILATOR
20 - Heating | Heating | heating |  | 520 - UNIT HEATER
20 - Heating | Boiler | boiler |  | 340 - FURNACE - WARM AIR (GAS OR OIL)
20 - Heating | Economizer | economizer |  | 245 - ECONOMIZER
25 - Refrigeration | Condenser | condenser |  | 150 - CONDENSER - AIR COOLED
25 - Refrigeration | Glycol Dry Cooler | glycol dry cooler |  | 180 - COOLING TOWER
30 - Ventilation / Air Distribution | Fan | fan |  | 270 - FAN - EXHAUST
30 - Ventilation / Air Distribution | Humidifier | humidifier |  | 350 - HUMIDIFIER
30 - Ventilation / Air Distribution | Fan Assembly | fan assembly |  | 260 - FAN ASSEMBLY - SUPPLY - RETURN
30 - Ventilation / Air Distribution | Fan-Unit Ventilator | fan unit ventilator |  | 281 - FAN UNIT VENTILATOR
20 - Heating | Heating | heating |  | 520 - UNIT HEATER
20 - Heating | Heater | heater |  | 344 - HEATER - ELECTRIC - UNIT
25 - Refrigeration | Air Conditioner - Packaged - 1 Ton | air conditioner packaged |  | 025 - AIR CONDITIONER - PACKAGED >= 5.4 TONS | [6 empty] | 1 | 1
25 - Refrigeration | Air Conditioners / Heat Pump - Packaged | air conditioners heat pump packaged |  | 025 - AIR CONDITIONER - PACKAGED >= 5.4 TONS | YC21996 | Electrohome | Ac1601R |  |  | R22 | 0.73 | 1.3
20 - Heating | Controls | controls |  | 153 - CONTROLS - ELECTRIC AND ELECTRONIC
25 - Refrigeration | Compressed Air Dryer | compressed air dryer |  | 147 - COMPRESSED AIR DRYER
20 - Heating | Furnace - Warm Air (Gas or Oil) | furnace warm air |  | 339 - FURNACE - WARM AIR (ELECTRIC) | 5913F37881 | LENNOX | EL195DF110XE60C-03 |  | 2014-01-01
20 - Heating | Economizer | economizer |  | 245 - ECONOMIZER
25 - Refrigeration | Air Conditioner, Split - 3 Ton | air conditioner split |  | 059 - AIR CONDITIONER - SPLIT < 5.4 TONS | T13G02076 | LENNOX | CR33-30/36C-F |  | 2014-01-01 | R410A | 3 | 3
25 - Refrigeration | Air Conditioner, Split - 3 Ton | air conditioner split |  | 059 - AIR CONDITIONER - SPLIT < 5.4 TONS | 5813G13270 | LENNOX | XC14-036-230-06 |  | 2014-01-01 | R410A | 3 | 3
25 - Refrigeration | Condenser | condenser |  | 150 - CONDENSER - AIR COOLED
25 - Refrigeration | Glycol Dry Cooler | glycol dry cooler |  | 180 - COOLING TOWER
30 - Ventilation / Air Distribution | Fan | fan |  | 270 - FAN - EXHAUST
30 - Ventilation / Air Distribution | Humidifier | humidifier |  | 350 - HUMIDIFIER
30 - Ventilation / Air Distribution | Fan Assembly | fan assembly |  | 260 - FAN ASSEMBLY - SUPPLY - RETURN
30 - Ventilation / Air Distribution | Fan-Unit Ventilator | fan unit ventilator |  | 281 - FAN UNIT VENTILATOR
20 - Heating | Heating | heating |  | 520 - UNIT HEATER
20 - Heating | Heater | heater |  | 344 - HEATER - ELECTRIC - UNIT
25 - Refrigeration | Air Conditioner, Packaged - 5 Ton | air conditioner packaged |  | 054 - AIR CONDITIONER - PACKAGED < 5.4 TONS | 323100144L | TRANE | YSC060A1RHA14DOB100000000 B |  | 2006-01-01 | R22 | 2.13 | 5
30 - Ventilation / Air Distribution | Air Condition, Built Up | air condition built up |  | 020 - AIR CONDITIONER - BUILT - UP | 32100144L | TRANE | YSC060AIRHA14DOB100000000B |  |  | R22 | 0.1 | 5
20 - Heating | Controls | controls |  | 153 - CONTROLS - ELECTRIC AND ELECTRONIC
25 - Refrigeration | Compressed Air Dryer | compressed air dryer |  | 147 - COMPRESSED AIR DRYER
20 - Heating | Furnace - Warm Air (Gas or Oil) | furnace warm air |  | 339 - FURNACE - WARM AIR (ELECTRIC) | 5899L 55941 | LENNOX | G2005/6E-100-7
25 - Refrigeration | Split A/C 5 Tons | split | C 5 | 030 - AIR CONDITIONER - SPLIT >= 5.4 TONS | 5800H 25436 | Lennox | 10ACB60-11P |  |  | R22 | 3.86 | 5
25 - Refrigeration | Air Conditioner, Packaged - 5 Ton | air conditioner packaged |  | 054 - AIR CONDITIONER - PACKAGED < 5.4 TONS | 5800H254B6 | LENNOX | 10ALB60-11P |  |  | R22 | 3.63 | 5
25 - Refrigeration | Air Conditioner, Packaged - 3 Ton | air conditioner packaged |  | 054 - AIR CONDITIONER - PACKAGED < 5.4 TONS | 14643 | ENGINEERED AIR | OWH-3 |  |  | R22 | 4.3 | 3
25 - Refrigeration | Wall mount A/C 3 Tons | wall mount | C 3 | 035 - AIR CONDITIONER - WINDOW | 14643 | Engineered Air | OWH-3 |  |  | R22 | 1.36 | 3
20 - Heating | Furnace - LENNOX | furnace |  | 340 - FURNACE - WARM AIR (GAS OR OIL) | 6377H 16158 | LENNOX | G8D2-55-1
25 - Refrigeration | Glycol Dry Cooler | glycol dry cooler |  | 180 - COOLING TOWER
30 - Ventilation / Air Distribution | Fan-Unit Ventilator | fan unit ventilator |  | 281 - FAN UNIT VENTILATOR
20 - Heating | Heating | heating |  | 520 - UNIT HEATER
25 - Refrigeration | Air Conditioner - Packaged - 1 Ton | air conditioner packaged |  | 025 - AIR CONDITIONER - PACKAGED >= 5.4 TONS |  | COMMAND AIRE |  |  |  |  | 1 | 1
25 - Refrigeration | Air Conditioner, Window Unit - Electrohome | air conditioner window unit electrohome |  | 035 - AIR CONDITIONER - WINDOW | 9173059974 | ELECTROHOME | A1602A00 |  |  |  | 0.1 | 0.1
25 - Refrigeration | Window A/C 1.5 Tons | window | C 1 | 035 - AIR CONDITIONER - WINDOW | B364470220906150006 | Comfort-Aire | RADS-183P |  |  | R410A | 0.68 | 1.5
25 - Refrigeration | Wall Mount A/C 2.5Tons | wall mount | C 2 | 035 - AIR CONDITIONER - WINDOW | NA | Command Aire | NA |  |  | R438A | 2.09 | 2.5
25 - Refrigeration | Air Conditioners / Heat Pump - Packaged | air conditioners heat pump packaged |  | 025 - AIR CONDITIONER - PACKAGED >= 5.4 TONS | 340E312760219240150100 | Comfort-Aire | RADS-183S |  |  | R32 | 0.7 | 1.5
25 - Refrigeration | Air Conditioners / Heat Pump - Packaged | air conditioners heat pump packaged |  | 025 - AIR CONDITIONER - PACKAGED >= 5.4 TONS | 2311-F348226-0-1 | Marvair | MAA1060AA050C+CYD1DA+C31 |  | 2024-03-01 | R410A | 3.544 | 5
30 - Ventilation / Air Distribution | Fan-Unit Ventilator | fan unit ventilator |  | 281 - FAN UNIT VENTILATOR
20 - Heating | Heating | heating |  | 520 - UNIT HEATER
25 - Refrigeration | Air Conditioner - WINDOW - 2 TON - WAC-1 | air conditioner window | WAC-1 | 035 - AIR CONDITIONER - WINDOW | 3063104523 | FRIEDRICH | CP24G308-A |  | 2008-06-20 | R22 | 0.98 | 2
30 - Ventilation / Air Distribution | Split Unit | split unit |  | 059 - AIR CONDITIONER - SPLIT < 5.4 TONS | 270293-001 | LIEBERT | bu067a-baeis |  |  |  | 5 | 5
25 - Refrigeration | Air Conditioners Trane | air conditioners trane |  | 020 - AIR CONDITIONER - BUILT - UP | 191610759L | Trane | 4TCC4030A1000AB |  |  | R410A | 2.9 | 4
30 - Ventilation / Air Distribution | Fan-Unit Ventilator | fan unit ventilator |  | 281 - FAN UNIT VENTILATOR
20 - Heating | Heating | heating |  | 520 - UNIT HEATER
25 - Refrigeration | Air Conditioner - WINDOW - 1.5 TON - WAC-1 | air conditioner window | WAC-1 | 035 - AIR CONDITIONER - WINDOW | 2003H19883 | FRIEDRICH | CCW18B30A |  |  | R410A | 0.85 | 1.5
25 - Refrigeration | Air Conditioner - Packaged - 1 Ton | air conditioner packaged |  | 025 - AIR CONDITIONER - PACKAGED >= 5.4 TONS | Not readable | MARVAIR | Not readable |  |  | R22 | 1.33 | 1
20 - Heating | DUCT HEATER | duct heater |  | 342 - HEATER - ELECTRIC - DUCT
25 - Refrigeration | Air Conditioner - Split - RCU1 | air conditioner split | RCU1 | 030 - AIR CONDITIONER - SPLIT >= 5.4 TONS | 11288-RCU1 | ENGINEERING AIR | W821 |  | 2006-05-01 | R22 | 8 | 8
25 - Refrigeration | Glycol Dry Cooler | glycol dry cooler |  | 180 - COOLING TOWER
30 - Ventilation / Air Distribution | FAN - EXHAUST | fan exhaust |  | 270 - FAN - EXHAUST | KO9J140002 | MARATHON ELECTRIC | 5KH37PN37GX
30 - Ventilation / Air Distribution | AIR HANDLING UNIT | air handling unit |  | 050 - AIR HANDLING UNIT
30 - Ventilation / Air Distribution | Fan-Unit Ventilator | fan unit ventilator |  | 281 - FAN UNIT VENTILATOR
20 - Heating | Heating | heating |  | 520 - UNIT HEATER
20 - Heating | Baseboard Heater | baseboard heater |  | 343 - HEATER - ELECTRIC - BASEBOARD
20 - Heating | Unit Heater - Electric | unit heater electric |  | 344 - HEATER - ELECTRIC - UNIT | RF1830D31 | CHROMALOX | SERIES D
20 - Heating | UNIT HEATER | unit heater |  | 520 - UNIT HEATER
20 - Heating | Fan Coil - Hot Water unit | fan coil hot water unit |  | 280 - FAN COIL UNIT (CABINET HEATER - COOLER) |  | TRANE |  |  | 1976-01-01
25 - Refrigeration | Air Conditioner - Packaged - R-AHU-2 | air conditioner packaged | R-AHU-2 | 025 - AIR CONDITIONER - PACKAGED >= 5.4 TONS | 11288RAHU2 | ENGINEERED AIR | PW5-123 |  | 2005-01-01 | R22 | 13.6 | 12
25 - Refrigeration | AIR COND. - WINDOW (SPRING) | air cond window |  | 035 - AIR CONDITIONER - WINDOW | 123185274 | KEEPRITE | A1802A00 |  | 1996-01-01 |  | 3 | 3
25 - Refrigeration | AIR DRYER - CABLE | air dryer cable |  | 147 - COMPRESSED AIR DRYER | H 136 | CANADIAN PUREGAS | 1500
25 - Refrigeration | Glycol Dry Cooler | glycol dry cooler |  | 180 - COOLING TOWER
30 - Ventilation / Air Distribution | Fan-Unit Ventilator | fan unit ventilator |  | 281 - FAN UNIT VENTILATOR
20 - Heating | Heating | heating |  | 520 - UNIT HEATER
25 - Refrigeration | Air Conditioner - Packaged - 2 Ton | air conditioner packaged |  | 025 - AIR CONDITIONER - PACKAGED >= 5.4 TONS | 218 | MARVAIR | ADP18ACA-3650 |  |  |  | 1 | 2
30 - Ventilation / Air Distribution | Fan-Unit Ventilator | fan unit ventilator |  | 281 - FAN UNIT VENTILATOR
20 - Heating | Heating | heating |  | 520 - UNIT HEATER
25 - Refrigeration | Air Conditioner | air conditioner |  | 025 - AIR CONDITIONER - PACKAGED >= 5.4 TONS |  | CLIMETTE |  |  |  |  | 1 | 5.4
30 - Ventilation / Air Distribution | Fan-Unit Ventilator | fan unit ventilator | Fan 1 | 281 - FAN UNIT VENTILATOR |  |  | COOL AIR |  | 2008-01-01
20 - Heating | Baseboard Heater | baseboard heater |  | 343 - HEATER - ELECTRIC - BASEBOARD | n27 101 | FPE | N27 101 |  | 1996-01-01
25 - Refrigeration | Air Conditioner - Packaged - 1 Ton | air conditioner packaged | AC1 | 054 - AIR CONDITIONER - PACKAGED < 5.4 TONS | 712ta002834 | COMFORT AIRE | RADS121 |  | 2008-06-27 | R22 | 0.35 | 1
25 - Refrigeration | Glycol Dry Cooler | glycol dry cooler |  | 180 - COOLING TOWER
30 - Ventilation / Air Distribution | Fan-Unit Ventilator | fan unit ventilator |  | 281 - FAN UNIT VENTILATOR
20 - Heating | Heating | heating |  | 520 - UNIT HEATER
25 - Refrigeration | Air Conditioner | air conditioner |  | 025 - AIR CONDITIONER - PACKAGED >= 5.4 TONS |  | INTERTHERM |  |  |  |  | 4 | 5
25 - Refrigeration | Glycol Dry Cooler | glycol dry cooler |  | 180 - COOLING TOWER
30 - Ventilation / Air Distribution | Exhaust Fan - Bathroom | exhaust fan bathroom |  | 270 - FAN - EXHAUST
30 - Ventilation / Air Distribution | Exhaust Fan - Kitchen | exhaust fan kitchen |  | 270 - FAN - EXHAUST
30 - Ventilation / Air Distribution | Fan-Unit Ventilator | fan unit ventilator |  | 281 - FAN UNIT VENTILATOR
20 - Heating | Heating | heating |  | 520 - UNIT HEATER
20 - Heating | Heater - Electric, Baseboard | heater electric baseboard |  | 343 - HEATER - ELECTRIC - BASEBOARD
25 - Refrigeration | Air Conditioner, Window Unit | air conditioner window unit |  | 035 - AIR CONDITIONER - WINDOW | [6 empty] | 0.1 | 0.1
30 - Ventilation / Air Distribution | Supply/Exhaust Fan | supply exhaust fan |  | 260 - FAN ASSEMBLY - SUPPLY - RETURN
30 - Ventilation / Air Distribution | Fan-Unit Ventilator | fan unit ventilator |  | 281 - FAN UNIT VENTILATOR
20 - Heating | Heating | heating |  | 520 - UNIT HEATER
25 - Refrigeration | Air Conditioner - Packaged - 2 Ton | air conditioner packaged |  | 025 - AIR CONDITIONER - PACKAGED >= 5.4 TONS | [6 empty] | 1 | 2
25 - Refrigeration | Air Conditioner - Packaged - 5 Ton - AHU2 | air conditioner packaged | AHU-2 | 025 - AIR CONDITIONER - PACKAGED >= 5.4 TONS | MJ-F172168-0-6 | MARVAIR | MAA1060AA100CC 1 1DA A11 |  |  | R410A | 3.551 | 5
25 - Refrigeration | Air Conditioner - Packaged - 5 Ton - AHU-1 | air conditioner packaged | AHU-1 | 025 - AIR CONDITIONER - PACKAGED >= 5.4 TONS | MJ-F172168-0-2 | MARVAIR | MAA1060AA100CC 1 1DA A11 |  | 2021-04-23 | R410A | 3.551 | 5
30 - Ventilation / Air Distribution | Lennox Blower with A/C | blower with |  | 009 - AERATOR - BLOWER | 5899F 68365 | LENNOX | CB29M-46-1P
20 - Heating | LENNOX FURNACE (No A/C) | furnace |  | 340 - FURNACE - WARM AIR (GAS OR OIL) | 6399D 13899 | LENNOX | G24M2-60A-12
20 - Heating | LENNOX FURNACE | furnace |  | 340 - FURNACE - WARM AIR (GAS OR OIL) | 6397K 14034 | LENNOX | G24M4/5-120A-6
25 - Refrigeration | Condenser - Lennox Cond Unit WEST | condenser cond unit west |  | 150 - CONDENSER - AIR COOLED | 5899D 03874 | LENNOX | HS26-042-2P |  |  | R22 |  | 3.5
25 - Refrigeration | Condenser - Lennox Cond Unit EAST | condenser cond unit east |  | 150 - CONDENSER - AIR COOLED | 5899D 03876 | LENNOX | HS26-042-2P |  |  | R22 |  | 3.5
25 - Refrigeration | Glycol Dry Cooler | glycol dry cooler |  | 180 - COOLING TOWER
30 - Ventilation / Air Distribution | Fan-Unit Ventilator | fan unit ventilator |  | 281 - FAN UNIT VENTILATOR
20 - Heating | Heating | heating |  | 520 - UNIT HEATER
25 - Refrigeration | Air Conditioner - Packaged - 1 Ton | air conditioner packaged |  | 025 - AIR CONDITIONER - PACKAGED >= 5.4 TONS | [6 empty] | 1 | 1
20 - Heating | Furnace | furnace |  | 340 - FURNACE - WARM AIR (GAS OR OIL) | 5892J14790 | LENNOX | G20Q5/6E 150H 1 |  | 1989-01-01
25 - Refrigeration | Air Conditioner - Split - 4 Ton | air conditioner split | AC-1 | 059 - AIR CONDITIONER - SPLIT < 5.4 TONS | PA13NR04800GAJAA | AHRI | PA13NR048J |  | 2014-01-01 | R438A | 4.03 | 4
25 - Refrigeration | Glycol Dry Cooler | glycol dry cooler | CU-1 | 180 - COOLING TOWER | 666 | Lennox | HS6-511V-1AFW
30 - Ventilation / Air Distribution | Fan-Unit Ventilator | fan unit ventilator |  | 281 - FAN UNIT VENTILATOR
25 - Refrigeration | Glycol Dry Cooler | glycol dry cooler | AC-1 | 180 - COOLING TOWER | YC22012 | Electrohome | AC1601R
30 - Ventilation / Air Distribution | Fan - Exhaust | fan exhaust |  | 270 - FAN - EXHAUST
30 - Ventilation / Air Distribution | Fan-Unit Ventilator | fan unit ventilator |  | 281 - FAN UNIT VENTILATOR
20 - Heating | Heating | heating |  | 520 - UNIT HEATER
25 - Refrigeration | Air Conditioner - Packaged - 1 Ton | air conditioner packaged | CU-1 | 025 - AIR CONDITIONER - PACKAGED >= 5.4 TONS | [6 empty] | 1 | 1
25 - Refrigeration | Air Conditioner - 2 Ton | air conditioner |  | 030 - AIR CONDITIONER - SPLIT >= 5.4 TONS | 2AJCLTWAC-TYWFS | Friedrich | CCW24B30A |  | 2020-09-16 | R410A | 1.05 | 2
20 - Heating | Boiler | boiler |  | 340 - FURNACE - WARM AIR (GAS OR OIL)
20 - Heating | Economizer | economizer |  | 245 - ECONOMIZER
25 - Refrigeration | Air Conditioner, Split - With Wall Mount Condensor | air conditioner split with wall mount condensor |  | 030 - AIR CONDITIONER - SPLIT >= 5.4 TONS |  | LENNOX | C2-26-W-FFT |  |  |  | 0.1 | 5.4
25 - Refrigeration | Condenser | condenser |  | 150 - CONDENSER - AIR COOLED
25 - Refrigeration | Glycol Dry Cooler | glycol dry cooler |  | 180 - COOLING TOWER
30 - Ventilation / Air Distribution | Fan | fan |  | 270 - FAN - EXHAUST
30 - Ventilation / Air Distribution | Humidifier | humidifier |  | 350 - HUMIDIFIER
30 - Ventilation / Air Distribution | Fan Assembly | fan assembly |  | 260 - FAN ASSEMBLY - SUPPLY - RETURN
30 - Ventilation / Air Distribution | Fan-Unit Ventilator | fan unit ventilator |  | 281 - FAN UNIT VENTILATOR
20 - Heating | Heating | heating |  | 520 - UNIT HEATER
20 - Heating | Heater | heater |  | 344 - HEATER - ELECTRIC - UNIT
25 - Refrigeration | Air Conditioner, Window Unit - Window Mount | air conditioner window unit window mount |  | 035 - AIR CONDITIONER - WINDOW |  | ELECTROHOME |  |  |  |  | 1 | 5
20 - Heating | Controls | controls |  | 153 - CONTROLS - ELECTRIC AND ELECTRONIC
25 - Refrigeration | Compressed Air Dryer | compressed air dryer |  | 147 - COMPRESSED AIR DRYER
25 - Refrigeration | Glycol Dry Cooler | glycol dry cooler |  | 180 - COOLING TOWER
30 - Ventilation / Air Distribution | Exhaust Fan 1 | exhaust | Fan 1 | 270 - FAN - EXHAUST
30 - Ventilation / Air Distribution | Exhaust Fan 2 | exhaust | Fan 2 | 270 - FAN - EXHAUST
30 - Ventilation / Air Distribution | Fan-Unit Ventilator | fan unit ventilator |  | 281 - FAN UNIT VENTILATOR
20 - Heating | Heating | heating |  | 520 - UNIT HEATER
25 - Refrigeration | Air Conditioner - Packaged - 2 Ton | air conditioner packaged |  | 025 - AIR CONDITIONER - PACKAGED >= 5.4 TONS | E013193BS | SUN | PCS24-1-05C |  |  | R22 | 3.6 | 2
25 - Refrigeration | Exhaust Fan | exhaust fan |  | 270 - FAN - EXHAUST |  |  |  |  | 1998-01-01
30 - Ventilation / Air Distribution | Exhaust Fan | exhaust fan |  | 270 - FAN - EXHAUST |  |  |  |  | 1998-01-01
30 - Ventilation / Air Distribution | Fan-Unit Ventilator | fan unit ventilator |  | 281 - FAN UNIT VENTILATOR
20 - Heating | Heating | heating |  | 520 - UNIT HEATER
25 - Refrigeration | Air Conditioner - Packaged - 0.25 Ton | air conditioner packaged |  | 054 - AIR CONDITIONER - PACKAGED < 5.4 TONS | C09A1077 | KOOLTRONIC | KA4C3DP21LF |  | 2005-01-01 | R134A | 0.25 | 0.25
25 - Refrigeration | Air Conditioner - Packaged - 5 Ton | air conditioner packaged |  | 054 - AIR CONDITIONER - PACKAGED < 5.4 TONS | Unknown | MARVAIR | Unknown |  | 1998-01-01 | R22 | 2 | 1.5
30 - Ventilation / Air Distribution | Fan-Unit Ventilator | fan unit ventilator |  | 281 - FAN UNIT VENTILATOR
20 - Heating | Heating | heating |  | 520 - UNIT HEATER
25 - Refrigeration | Window Air Conditioner | window air conditioner |  | 035 - AIR CONDITIONER - WINDOW | 2111I00792 | Friedrich | CCW12B10A |  | 2023-05-01 | R410A | 0.63 | 1
20 - Heating | Heater - Electric, Baseboard | heater electric baseboard |  | 343 - HEATER - ELECTRIC - BASEBOARD
25 - Refrigeration | Air Conditioner | air conditioner |  | 025 - AIR CONDITIONER - PACKAGED >= 5.4 TONS | [6 empty] | 1 | 5.4
25 - Refrigeration | Glycol Dry Cooler | glycol dry cooler |  | 180 - COOLING TOWER
30 - Ventilation / Air Distribution | Fan-Unit Ventilator | fan unit ventilator |  | 281 - FAN UNIT VENTILATOR
20 - Heating | Heating | heating |  | 520 - UNIT HEATER
25 - Refrigeration | Glycol Dry Cooler | glycol dry cooler |  | 180 - COOLING TOWER
30 - Ventilation / Air Distribution | Fan-Unit Ventilator | fan unit ventilator |  | 281 - FAN UNIT VENTILATOR
20 - Heating | Heating | heating |  | 520 - UNIT HEATER
25 - Refrigeration | Air Conditioner - Packaged - 2 Ton | air conditioner packaged |  | 054 - AIR CONDITIONER - PACKAGED < 5.4 TONS | MJ30623 | MARVAIR | AVP24ACA04C-1000 CI 06696 |  | 2000-01-01 | R22 | 2 | 2
30 - Ventilation / Air Distribution | Supply / Exhaust Fan | supply exhaust fan |  | 260 - FAN ASSEMBLY - SUPPLY - RETURN
20 - Heating | Heating | heating |  | 520 - UNIT HEATER
25 - Refrigeration | AIR CONDITIONER - WINDOW - 1 TON - WAC-1 | air conditioner window | WAC-1 | 035 - AIR CONDITIONER - WINDOW | 2302H51105 | FRIEDRICH | CCW12B10B |  | 2023-08-14 | R32 | 0.45 | 1
30 - Ventilation / Air Distribution | HOT WATER TANK | hot water tank |  | 070 - BOILER - HOT WATER
30 - Ventilation / Air Distribution | AIR HANDLING UNIT AHU-1 | air handling unit | AHU-1 | 050 - AIR HANDLING UNIT
30 - Ventilation / Air Distribution | AIR HANDLING UNIT AHU-2 | air handling unit | AHU-2 | 050 - AIR HANDLING UNIT
30 - Ventilation / Air Distribution | Fan-Unit Ventilator | fan unit ventilator |  | 281 - FAN UNIT VENTILATOR
20 - Heating | Heating | heating |  | 520 - UNIT HEATER
25 - Refrigeration | Air Conditioner - Packaged - 3 Ton | air conditioner packaged |  | 025 - AIR CONDITIONER - PACKAGED >= 5.4 TONS | 11073-1 | ENG AIR | BCT-25 |  |  |  | 1 | 3
25 - Refrigeration | Air Conditioner - Packaged - 3 Ton | air conditioner packaged |  | 025 - AIR CONDITIONER - PACKAGED >= 5.4 TONS | 11073-2 | ENG AIR | BCT-25 |  |  |  | 1 | 3
30 - Ventilation / Air Distribution | Exhaust Louvers | exhaust louvers |  | 270 - FAN - EXHAUST
30 - Ventilation / Air Distribution | Supply Fan | supply fan |  | 260 - FAN ASSEMBLY - SUPPLY - RETURN
30 - Ventilation / Air Distribution | Fan-Unit Ventilator | fan unit ventilator |  | 281 - FAN UNIT VENTILATOR
20 - Heating | Heating | heating |  | 520 - UNIT HEATER
25 - Refrigeration | Air Conditioner - Packaged - 3 Ton - AC-1 | air conditioner packaged | AC-1 | 025 - AIR CONDITIONER - PACKAGED >= 5.4 TONS | 1187C14473 | CARRIER | 50EE036330 |  | 1987-01-01 | R22 | 2.4 | 3
25 - Refrigeration | AIR CONDITIONER - WINDOW UNIT - 2 TON | air conditioner window unit | WAC-1 | 035 - AIR CONDITIONER - WINDOW | UNKNOWN | CARRIER | ERA - 50H024300 |  | 1989-08-25 | R22 | 2.545 | 2
25 - Refrigeration | Cable Air Dryer | cable air dryer |  | 147 - COMPRESSED AIR DRYER
30 - Ventilation / Air Distribution | Fan-Unit Ventilator - 1-EF1 | fan unit ventilator | 1-EF-1 | 281 - FAN UNIT VENTILATOR | BREEZEWAY | PENN | P16T |  | 1989-01-01
20 - Heating | Heating - 1-UH-1 | heating | 1-UH-1 | 520 - UNIT HEATER |  | CHROMALOX | BUH 5 |  | 1989-01-01
20 - Heating | Heating WALL MOUNT | heating wall mount |  | 344 - HEATER - ELECTRIC - UNIT
30 - Ventilation / Air Distribution | Air Conditioner - 1-AHU-1 | air conditioner | 1-AHU-1 | 025 - AIR CONDITIONER - PACKAGED >= 5.4 TONS | 14B01 | ENGINEERED AIR | BCT 25 |  | 1989-01-01 | R22 | 1.136 | 2.5
30 - Ventilation / Air Distribution | Air Conditioner - 1-AHU-2 | air conditioner | 1-AHU-2 | 025 - AIR CONDITIONER - PACKAGED >= 5.4 TONS | 14B01 | ENGINEERED AIR | BCT 25 |  |  | R22 | 1.136 | 2.5
20 - Heating | Heating | heating |  | 520 - UNIT HEATER
25 - Refrigeration | Air Conditioner | air conditioner | CU-1 | 025 - AIR CONDITIONER - PACKAGED >= 5.4 TONS | 5803D30670 | Lennox | HS29-024-2P |  |  |  | 4 | 5
30 - Ventilation / Air Distribution | Supply Fan | supply fan |  | 260 - FAN ASSEMBLY - SUPPLY - RETURN
30 - Ventilation / Air Distribution | Fan-Unit Ventilator | fan unit ventilator |  | 281 - FAN UNIT VENTILATOR
30 - Ventilation / Air Distribution | Fan-Unit Ventilator | fan unit ventilator |  | 281 - FAN UNIT VENTILATOR
20 - Heating | Heating - BASEBOARD | heating baseboard |  | 343 - HEATER - ELECTRIC - BASEBOARD
25 - Refrigeration | AIR CONDITIONER - WINDOW - 2 TON - WAC-1 | air conditioner window | WAC-1 | 035 - AIR CONDITIONER - WINDOW | 1812A00550 | FRIEDRICH | CP24G30B |  |  | R32 | 0.88 | 2
25 - Refrigeration | AIR CONDITIONER - WINDOW - 2 TON - WAC-1 | air conditioner window | AHU-1 | 035 - AIR CONDITIONER - WINDOW | 332A213834219-02 | BARD | W48AC-A10ZPXXXJ |  |  | R410A | 3.34 | 4
30 - Ventilation / Air Distribution | Fan - Exhaust (1-EF-1) | fan exhaust | 1-EF-1 | 270 - FAN - EXHAUST |  | PENN - BREEXEWAY | P-A6T |  | 1989-01-01
30 - Ventilation / Air Distribution | Exhaust Louvers | exhaust louvers |  | 270 - FAN - EXHAUST
30 - Ventilation / Air Distribution | AC Intake Louver | intake louver |  | 260 - FAN ASSEMBLY - SUPPLY - RETURN
20 - Heating | Heater - Electric Unit (1-UH-1) | heater electric unit | 1-UH-1 | 344 - HEATER - ELECTRIC - UNIT |  | CHROMALOX | BUH5 |  | 1989-01-01
20 - Heating | Heater - Electric Unit | heater electric unit |  | 344 - HEATER - ELECTRIC - UNIT
30 - Ventilation / Air Distribution | Air Conditioner, Packaged (1-AHU-1) | air conditioner packaged | 1-AHU-1 | 025 - AIR CONDITIONER - PACKAGED >= 5.4 TONS | 14804 | ENGINEERED AIR | BCT 25 |  | 1989-01-01 | R22 | 1.136 | 2.5
30 - Ventilation / Air Distribution | Air Conditioner, Packaged (1-AHU-2) | air conditioner packaged | 1-AHU-2 | 025 - AIR CONDITIONER - PACKAGED >= 5.4 TONS | 14804 | ENGINEERED AIR | BCT 25 |  | 1989-01-01 | R22 | 1.136 | 2.5
30 - Ventilation / Air Distribution | Fan-Unit Ventilator | fan unit ventilator |  | 281 - FAN UNIT VENTILATOR
20 - Heating | Heating | heating |  | 520 - UNIT HEATER
25 - Refrigeration | Air Conditioner 0.5 TON - WAC-1 | air conditioner | WAC-1 | 025 - AIR CONDITIONER - PACKAGED >= 5.4 TONS | Q881547 | Carrier | 51KY108101 |  | 1988-06-15 | R22 | 0.45 | 0.5
30 - Ventilation / Air Distribution | Fan - Exhaust | fan exhaust |  | 270 - FAN - EXHAUST |  | Leader Fan Industries | P8-3 |  | 2013-01-01
25 - Refrigeration | Air Conditioner - Packaged - 2 Ton | air conditioner packaged |  | 054 - AIR CONDITIONER - PACKAGED < 5.4 TONS | EL44347 | MARVAIR | AVP24ACA04C-1000 CI |  | 2008-01-01 | R22 | 1.34 | 2
25 - Refrigeration | Glycol Dry Cooler | glycol dry cooler |  | 180 - COOLING TOWER
30 - Ventilation / Air Distribution | Fan-Unit Ventilator | fan unit ventilator |  | 281 - FAN UNIT VENTILATOR |  | GE |  |  | 1989-01-01
20 - Heating | Baseboard Heater | baseboard heater |  | 343 - HEATER - ELECTRIC - BASEBOARD |  | WESTCAN | N28-20 |  | 1989-01-01
20 - Heating | Baseboard Heater | baseboard heater |  | 343 - HEATER - ELECTRIC - BASEBOARD |  | WESTCAN | N28-15 |  | 1989-01-01
20 - Heating | Baseboard Heater | baseboard heater |  | 343 - HEATER - ELECTRIC - BASEBOARD | 14923 | ENGINEERED AIR | BCT -25 |  | 1989-01-01 | R22
20 - Heating | Baseboard Heater | baseboard heater |  | 343 - HEATER - ELECTRIC - BASEBOARD | 15028 | ENGINEERED AIR | BCT -25 |  | 1989-01-01 | R22
25 - Refrigeration | Air Conditioner, Packaged - 3 Ton | air conditioner packaged | AHU1 | 054 - AIR CONDITIONER - PACKAGED < 5.4 TONS |  | WESTCAN | N10V |  | 1989-01-01 |  | 0.1 | 0.1
25 - Refrigeration | Air Conditioner, Packaged - 3 Ton | air conditioner packaged | AHU2 | 054 - AIR CONDITIONER - PACKAGED < 5.4 TONS |  | WESTCAN | N10V |  | 1989-01-01 |  | 0.1 | 0.1
25 - Refrigeration | CHILLER 2 | chiller | CH-2 | 110 - CHILLER - RECIPROCATING | R272738 | CARRIER | 39HK040630 |  | 1995-01-01 | R22 | 31.82 | 40
25 - Refrigeration | CHILLER R-CH3 | chiller | R-CH3 | 110 - CHILLER - RECIPROCATING | RHLM003862 | YORK | YCAL050EB46XBASD7 |  |  | R407C | 51.7 | 50
25 - Refrigeration | Chiller - scrol | chiller scrol |  | 110 - CHILLER - RECIPROCATING | 2330A-01 | Trane | CGWQ070FAOE |  | 2018-09-21 | R410A | 56.36 | 70
25 - Refrigeration | Air Conditioner - Split - 10 Ton | air conditioner split |  | 030 - AIR CONDITIONER - SPLIT >= 5.4 TONS | 4519U06364 | Carrier | 40RUAAA07T1A6 |  | 2021-04-01 | R410A | 4.08 | 10
25 - Refrigeration | Air Conditioner - Split - 3 Ton | air conditioner split | 1-CU-7 | 059 - AIR CONDITIONER - SPLIT < 5.4 TONS | 1922A56794 | Ducsne | 4AC13L36P-11A |  | 2009-01-01 | R410A | 2.55 | 3
25 - Refrigeration | Air Conditioner - Split - B-AHU3 (C1) - 5 Ton | air conditioner split | B-AHU3 (C1) | 059 - AIR CONDITIONER - SPLIT < 5.4 TONS | W000 127156 | MAGIC AIRE | 60BHX-3-A |  | 2000-01-01 | R22 | 3.8 | 5
25 - Refrigeration | Air Conditioner - Split - CU1 | air conditioner split | CU1 | 059 - AIR CONDITIONER - SPLIT < 5.4 TONS | R1728BA3F | TRANE | TTA060D300A1 |  | 2000-01-01 | R22 | 3.77 | 5
25 - Refrigeration | Air Conditioner - Split - CU5 | air conditioner split | CU5 | 059 - AIR CONDITIONER - SPLIT < 5.4 TONS | R295XNA3F | TRANE | TTA060D300A1 |  | 2000-01-01 | R22 | 3 | 5
25 - Refrigeration | Air Conditioners / Heat Pump - Split System | air conditioners heat pump split system |  | 030 - AIR CONDITIONER - SPLIT >= 5.4 TONS | 902KAYR14770 | LG | LSU363HLV |  |  | R410A | 2.2 | 3
25 - Refrigeration | Condensor RCU-7 | condensor | RCU-7 | 150 - CONDENSER - AIR COOLED | W0E889066 | YORK | TCGD36S41S1A |  | 2010-01-01
25 - Refrigeration | Coil washing - Feb (All coils on site) | coil washing feb |  | 150 - CONDENSER - AIR COOLED
30 - Ventilation / Air Distribution | COOLING TOWER - CT2 | cooling tower | CT2 | 180 - COOLING TOWER | 82-9576C | BALTIMORE AIR COIL | J0405B22R |  | 1995-01-01
25 - Refrigeration | COOLING TOWER - LEGIONELLA TEST (2 units) | cooling tower legionella test |  | 180 - COOLING TOWER
30 - Ventilation / Air Distribution | FAN - EXHAUST - EF1 | fan exhaust | EF-1 | 270 - FAN - EXHAUST |  |  |  |  | 1999-01-01
30 - Ventilation / Air Distribution | EXHAUST FAN | exhaust fan | P-EF | 270 - FAN - EXHAUST |  | GREEN HECK |  |  | 1995-01-01
30 - Ventilation / Air Distribution | EXHAUST FAN - B-EF-2 | exhaust fan | B-EF-2 | 270 - FAN - EXHAUST | 03H13350 | GREEN HECK | SE1-20-436-B5 |  | 2005-01-01
30 - Ventilation / Air Distribution | EXHAUST FAN - EF-4 | exhaust fan | B-EF-4 | 270 - FAN - EXHAUST | 03H13588 | GREEN HECK | BSQ-200-15 |  | 2005-01-01
30 - Ventilation / Air Distribution | AIR HANDLING UNIT | air handling unit | B-AHU-4 | 050 - AIR HANDLING UNIT | WOOO334813 | MAGIC AIRE | 60-BHX-3-A |  | 2000-01-01
30 - Ventilation / Air Distribution | Air Handling Unit - B-FC-3 | air handling unit | B-FC-3 | 050 - AIR HANDLING UNIT | 4519U06364 | Carrier | 40RUAA07T1A6-0A1A0
30 - Ventilation / Air Distribution | HUMIDIFIER | humidifier |  | 350 - HUMIDIFIER
30 - Ventilation / Air Distribution | FAN - RETURN | fan return | F-2 | 260 - FAN ASSEMBLY - SUPPLY - RETURN |  | WOODS OF COLCHESTER | 110 9341 |  | 1985-01-01
30 - Ventilation / Air Distribution | FAN - SUPPLY | fan supply | F-1 | 260 - FAN ASSEMBLY - SUPPLY - RETURN |  | CANADIAN BLOWER FAN | 572691 |  | 1985-01-01
30 - Ventilation / Air Distribution | SUPPLY FAN - B-SF-1 | supply fan | B-SF-1 | 260 - FAN ASSEMBLY - SUPPLY - RETURN |  | DELMI INDUSTRIES INC. | 215 INS |  | 2003-01-01
20 - Heating | UNIT HEATER - EEF-1 | unit heater | EEF-1 | 520 - UNIT HEATER
30 - Ventilation / Air Distribution | FAN COIL - FC-1 | fan coil | FC-1 | 280 - FAN COIL UNIT (CABINET HEATER - COOLER) | W000334813 | MAGIC AIR | 60BHX-3A |  | 1995-01-01
30 - Ventilation / Air Distribution | Fan Coil - 1-FC-3 | fan fc | 1-FC-3 | 280 - FAN COIL UNIT (CABINET HEATER - COOLER) | F893192 | CARRIER | 40RS024000 |  | 1995-01-01
30 - Ventilation / Air Distribution | Fan Coil - 1-FC-4 | fan fc | 1-FC-4 | 280 - FAN COIL UNIT (CABINET HEATER - COOLER) | Q295277 | CARRIER | 40RS024000 |  | 1995-01-01
30 - Ventilation / Air Distribution | Fan Coil - 1-FC-5 | fan fc | 1-FC-5 | 280 - FAN COIL UNIT (CABINET HEATER - COOLER) | Q493219 | CARRIER | 40RS024010 |  | 1995-01-01
30 - Ventilation / Air Distribution | Fan Coil Unit - 1-FC-6 | fan coil fc | 1-FC-6 | 280 - FAN COIL UNIT (CABINET HEATER - COOLER) | 2802F64553 | CARRIER | 40RMS016--601GC |  | 1995-01-01
30 - Ventilation / Air Distribution | Fan Coil - B-AHU1 | fan coil | B-AHU1 | 280 - FAN COIL UNIT (CABINET HEATER - COOLER) | 990280993 | MAGIC AIRE | 24-BHW-6-A |  | 1999-01-01
30 - Ventilation / Air Distribution | Fan Coil - B-AHU2 | fan coil | B-AHU2 | 280 - FAN COIL UNIT (CABINET HEATER - COOLER) | 990178654 | MAGIC AIRE | 60-BWH-6-A |  | 1999-01-01
30 - Ventilation / Air Distribution | Fan Coil - FC-1 | fan coil | FC-1 | 280 - FAN COIL UNIT (CABINET HEATER - COOLER) | G894067 | CARRIER | 40RS010530 |  | 1985-01-01
30 - Ventilation / Air Distribution | Fan Coil Units | fan coil units | 1 FC 8 | 280 - FAN COIL UNIT (CABINET HEATER - COOLER) | 2318U19290 | Carrier | 40RUSA30A5A6
25 - Refrigeration | Air Conditioner - Portable - 5 Ton | air conditioner portable |  | 029 - PORTABLE AIR CONDITIONER | [5 empty] | R410A | 2 | 5
25 - Refrigeration | AIR DRYER - CABLE | air dryer cable | 32 | 147 - COMPRESSED AIR DRYER | 4-24-92-1 | PUREGAS | 8400HTL
20 - Heating | CONDENSER WATER PUMP P-4 | condenser water pump | P-4 | 400 - PUMP - GENERAL | 9403 | ARMSTRONG | 819359-002 |  | 1995-01-01
20 - Heating | CONDENSER WATER PUMP P-2 | condenser water pump | P-2 | 400 - PUMP - GENERAL | 757 | ARMSTRONG | 819359-002 |  | 1995-01-01
20 - Heating | CHILLED WATER PUMP P-1 | chilled water pump | P-1 | 400 - PUMP - GENERAL | 56817 | ARMSTRONG | 2.5D 4030 |  | 1995-01-01
20 - Heating | CHILLED WATER PUMP P-3 | chilled water pump | P-3 | 400 - PUMP - GENERAL | 68272 | ARMSTRONG | 2D 4030
20 - Heating | CHILLED WATER PUMP B-P5 | chilled water pump | B-P5 | 400 - PUMP - GENERAL | 700724 | BELL AND GOSSETT | 80SC-BF 2.5X9.5B |  | 2005-01-01
25 - Refrigeration | Air Conditioner, Split - 1-AC-1 | air conditioner split | 1-AC-1 | 030 - AIR CONDITIONER - SPLIT >= 5.4 TONS | 5208V00239 | CARRIER | 50BVE024-E-101 |  | 2005-01-01 | R22 | 8.1647 | 20
25 - Refrigeration | Air Conditioner - Split - 5.4 Ton and Over | air conditioner split |  | 030 - AIR CONDITIONER - SPLIT >= 5.4 TONS | 18151543TA | Trane | TTA2404WDAA00AR |  | 2018-07-01 | R410A | 17.2365 | 20
25 - Refrigeration | Air Conditioner - Split - 5.4 Ton and Over | air conditioner split | 1-AC-2 | 030 - AIR CONDITIONER - SPLIT >= 5.4 TONS | 18161383wa | Trane | twe240wbaa00ab |  | 2018-07-31 | R410A | 17.2365 | 20
25 - Refrigeration | Condenser - Air Cooled | condenser air cooled | R-C1 | 150 - CONDENSER - AIR COOLED | 0309Q38499 | CARRIER | 09DK-024-101 |  | 1999-01-01 | R22 | 1.36 | 2
25 - Refrigeration | COIL POWER WASHING - July (All coils on site) | coil power washing july |  | 150 - CONDENSER - AIR COOLED
25 - Refrigeration | COIL POWER WASHING - April (All coils on site) | coil power washing april |  | 150 - CONDENSER - AIR COOLED
30 - Ventilation / Air Distribution | FAN - EXHAUST | fan exhaust | 1-EF5 | 270 - FAN - EXHAUST |  |  |  |  | 2000-01-01
30 - Ventilation / Air Distribution | Fan-Unit Ventilator | fan unit ventilator |  | 281 - FAN UNIT VENTILATOR
20 - Heating | Baseboard Electric Heating | baseboard electric heating |  | 343 - HEATER - ELECTRIC - BASEBOARD |  |  |  |  | 1995-01-01
20 - Heating | BASEBOARD HEATER ELECTRIC HEATING - FRAME ROOM | baseboard heater electric heating frame |  | 343 - HEATER - ELECTRIC - BASEBOARD |  |  |  |  | 1995-01-01
20 - Heating | ELECTRIC UNIT HEATER FF3 | electric unit heater | FF3 | 520 - UNIT HEATER |  |  |  |  | 1995-01-01
20 - Heating | ELECTRIC UNIT HEATER FF2 | electric unit heater | FF2 | 520 - UNIT HEATER |  |  |  |  | 1995-01-01
20 - Heating | STAIRWELL ELECTRIC HEATING (4 UNIT HEATERS) | stairwell electric heating |  | 520 - UNIT HEATER |  |  |  |  | 1995-01-01
20 - Heating | Heater - Gas | heater gas | FF1 | 520 - UNIT HEATER |  |  |  |  | 1995-01-01
25 - Refrigeration | Air Conditioner - Packaged - AHU-1 | air conditioner packaged | AHU-1 | 025 - AIR CONDITIONER - PACKAGED >= 5.4 TONS | 0793G20394 | CARRIER | 50LJ012110 |  | 2008-01-01 | R22 | 8.07 | 10
25 - Refrigeration | Air Conditioner - Packaged - AHU-3 | air conditioner packaged | AHU-3 | 025 - AIR CONDITIONER - PACKAGED >= 5.4 TONS | 0793G20393 | CARRIER | 50LJ012110 |  | 2008-01-01 | R22 | 8.07 | 10
25 - Refrigeration | Air Conditioner - Packaged - AHU-4 | air conditioner packaged | AHU-4 | 025 - AIR CONDITIONER - PACKAGED >= 5.4 TONS | NCFM036548 | YORK | D3CE090A58C |  | 2008-01-01 | R22 | 5.44 | 7.5
25 - Refrigeration | Air Conditioner - Packaged - AHU-5 | air conditioner packaged | AHU-5 | 025 - AIR CONDITIONER - PACKAGED >= 5.4 TONS | NCFM036547 | YORK | D3CE090A58C |  | 2006-06-01 | R22 | 5.89 | 7.5
25 - Refrigeration | Air Conditioner - Packaged - AHU-6 | air conditioner packaged | AHU-6 | 025 - AIR CONDITIONER - PACKAGED >= 5.4 TONS | NEGM063150 | YORK | D4CE150A58JSA |  | 2009-01-01 | R22 | 9.07 | 12
25 - Refrigeration | Air Conditioner - Packaged - AHU-7 | air conditioner packaged | AHU-7 | 025 - AIR CONDITIONER - PACKAGED >= 5.4 TONS | NMJM140501 | YORK | D1EE180A58ECB |  | 2011-01-01 | R22 | 13.6 | 15
25 - Refrigeration | Air Conditioner - Packaged - 10 Ton | air conditioner packaged | R-AHU-2 | 025 - AIR CONDITIONER - PACKAGED >= 5.4 TONS | F051500764 | RHEEM | RKNL-B120YM22E |  | 2015-01-01 | R410A | 5.13 | 10
25 - Refrigeration | Air Conditioner - Packaged - AHU-9 | air conditioner packaged | AHU-9 | 025 - AIR CONDITIONER - PACKAGED >= 5.4 TONS | N1K7096503 | YORK | J15ZJC00D5A2BCA2J1 |  | 2017-01-01 | R410A | 21.72 | 15
25 - Refrigeration | Air Conditioner - Packaged - AHU-10 | air conditioner packaged | AHU-10 | 025 - AIR CONDITIONER - PACKAGED >= 5.4 TONS | N1L7172655 | YORK | J15ZJC00D5A2BCA2J1 |  | 2017-01-01 | R410A | 21.72 | 15
25 - Refrigeration | Air Conditioner - Packaged - 5.4 Ton and Over | air conditioner packaged |  | 025 - AIR CONDITIONER - PACKAGED >= 5.4 TONS | 18151774wa | Trane | twe1804wbaa00ab4 |  | 2018-07-01 | R410A | 17.2365 | 15
25 - Refrigeration | AIR HANDLING UNIT - R-AHU8 - 2.5 Ton | air handling unit | R-AHU8 | 054 - AIR CONDITIONER - PACKAGED < 5.4 TONS | NHJM104073 | YORK | D1EB030A06B |  | 2011-03-01 | R22 | 1.36 | 2.5
25 - Refrigeration | Heat Pump - AC G1 | heat pump | AC G1 | 414 - PUMP - HEAT < 5.4 TONS | 109213674 | GOODMAN | GSZ1303603AB |  | 2010-01-01 | R410A | 7.62 | 3
25 - Refrigeration | Heat Pump - AC G2 | heat pump | AC G2 | 414 - PUMP - HEAT < 5.4 TONS | 1109174509 | GOODMAN | GSZ1303603AB |  | 2010-01-01 | R410A | 7.62 | 5
25 - Refrigeration | AIR DRYER - PNEUMATIC | air dryer pneumatic | RF-1 | 147 - COMPRESSED AIR DRYER | N80101150006892 | HAWKINSON | 8010-115 |  | 1995-01-01
20 - Heating | PUMP | pump | P1 | 400 - PUMP - GENERAL | 7708 | ARMSTRONG | 810199-001 |  | 1985-01-01
20 - Heating | PUMP - DOMESTIC HOT WATER | pump domestic hot water | SP1 | 400 - PUMP - GENERAL |  | ARMSTRONG |  |  | 1995-01-01
25 - Refrigeration | Glycol Dry Cooler | glycol dry cooler |  | 180 - COOLING TOWER
30 - Ventilation / Air Distribution | Fan-Unit Ventilator | fan unit ventilator |  | 281 - FAN UNIT VENTILATOR
20 - Heating | Heating | heating |  | 520 - UNIT HEATER
20 - Heating | Unit Heater | unit heater | 1-UH1 | 520 - UNIT HEATER | N/A | CHROMALOX | BUH07D00010123 |  | 1992-01-01
25 - Refrigeration | Air Conditioner - Packaged - 1-AHU1 | air conditioner packaged | 1-AHU1 | 025 - AIR CONDITIONER - PACKAGED >= 5.4 TONS | NMYP000741 | YORK | D2EA090A25A |  | 1992-01-01 | R22 | 6 | 9
25 - Refrigeration | Air Conditioner - Packaged - 1-AHU2 | air conditioner packaged | 1-AHU2 | 025 - AIR CONDITIONER - PACKAGED >= 5.4 TONS | NKYP000696 | YORK | D2EA090A25A |  | 1992-01-01 | R22 | 6 | 9
25 - Refrigeration | Air Conditioner - Split - 4 Ton | air conditioner split |  | 030 - AIR CONDITIONER - SPLIT >= 5.4 TONS | 5895E 01834 | Lennox | HP29-211-1P |  | 2005-01-01 | R22 | 2 | 4
25 - Refrigeration | Glycol Dry Cooler | glycol dry cooler |  | 180 - COOLING TOWER
30 - Ventilation / Air Distribution | Fan - Exhaust | fan exhaust |  | 270 - FAN - EXHAUST | 95H01030 | GREENHECK | GW-150-BX-QD
30 - Ventilation / Air Distribution | Fan-Unit Ventilator | fan unit ventilator |  | 281 - FAN UNIT VENTILATOR
20 - Heating | Heating | heating |  | 520 - UNIT HEATER
25 - Refrigeration | Glycol Dry Cooler | glycol dry cooler |  | 180 - COOLING TOWER
30 - Ventilation / Air Distribution | Fan-Unit Ventilator | fan unit ventilator |  | 281 - FAN UNIT VENTILATOR
20 - Heating | Heating | heating |  | 520 - UNIT HEATER
25 - Refrigeration | Air Conditioner - Packaged - 1 Ton | air conditioner packaged |  | 025 - AIR CONDITIONER - PACKAGED >= 5.4 TONS | [6 empty] | 1 | 1
25 - Refrigeration | Air Conditioner - CRAC | air conditioner crac | AC2 | 036 - AIR CONDITIONER - ROOM | 025KD005 | AIRFLOW | AXF-218A6 |  | 2011-01-01 | R22 | 40.83 | 18
25 - Refrigeration | Air Conditioner - CRAC | air conditioner crac | AC3 | 036 - AIR CONDITIONER - ROOM | C07M8E0136 | LIEBERT | DS105AUB0EI977A |  | 2006-06-01 | R407C | 68.45 | 8.75
25 - Refrigeration | Air Conditioner - CRAC | air conditioner crac | AC4 | 036 - AIR CONDITIONER - ROOM | 025KD006 | AIRFLOW | AXF-218A6 |  | 2009-01-01 | R22 | 40.82 | 15
25 - Refrigeration | Air Conditioner - CRAC | air conditioner crac | AC5 | 036 - AIR CONDITIONER - ROOM | 025KD007 | AIRFLOW | AFX-108A6 |  | 2009-01-01 | R22 | 20.41 | 9
25 - Refrigeration | Air Conditioner - CRAC | air conditioner crac | AC6 | 036 - AIR CONDITIONER - ROOM | 025KD008 | AIRFLOW | AFX-108A6 |  | 2009-01-01 | R22 | 20.4117 | 9
25 - Refrigeration | Air Conditioner - CRAC | air conditioner crac | AC7 | 036 - AIR CONDITIONER - ROOM | 024KD004 | AIRFLOW | AFX-108A6 |  | 2010-04-01 | R22 | 28.58 | 9
25 - Refrigeration | Air Conditioner - CRAC | air conditioner crac | AC9 | 036 - AIR CONDITIONER - ROOM | 026MD086 | AIRFLOW | AFX-210A6 |  | 2010-01-01 | R22 | 39 | 17.5
25 - Refrigeration | Air Conditioner - CRAC | air conditioner crac | AC10 | 036 - AIR CONDITIONER - ROOM | 026MD087 | AIRFLOW | AFX-210A6 |  | 2010-01-01 | R22 | 39 | 17.5
25 - Refrigeration | Air Conditioner - CRAC | air conditioner crac | AC11 | 036 - AIR CONDITIONER - ROOM | 025KD011 | AIRFLOW | AFX-210A6 |  | 2011-01-01 | R22 | 39 | 17.5
25 - Refrigeration | Air Conditioner - CRAC | air conditioner crac | AC12 | 036 - AIR CONDITIONER - ROOM | 025KD010 | AIRFLOW | AFX-210A6 |  | 2011-01-01 | R22 | 39 | 17.5
25 - Refrigeration | Air Conditioner - CRAC | air conditioner crac | AC13 | 036 - AIR CONDITIONER - ROOM | VH075AHCAEI | LIEBERT | 765403-001 |  | 2010-01-01 | R22 | 27.22 | 6
25 - Refrigeration | Air Conditioner - CRAC | air conditioner crac | AC14 | 036 - AIR CONDITIONER - ROOM | 765403-002 | LIEBERT | VH075AHCAEI |  | 2014-12-12 | R22 | 27.22 | 6
25 - Refrigeration | Air Conditioner - CRAC | air conditioner crac | AC15 | 036 - AIR CONDITIONER - ROOM | 1139070410 | AIRFLOW | CM65-EBA-RXD |  | 2014-12-12 | R22 | 4.7 | 5
25 - Refrigeration | Air Conditioner - CRAC | air conditioner crac | AC20 | 036 - AIR CONDITIONER - ROOM | C11M8E0134 | LIEBERT | DS105AUB0EI674S |  | 2014-12-12 | R407C | 68.45 | 8.75
25 - Refrigeration | Air Conditioner - CRAC | air conditioner crac | AC16 | 036 - AIR CONDITIONER - ROOM | C08H8E0323 | LIEBERT | VS028AUB0EI528A |  | 2012-01-01 | R407C | 20.87 | 8
25 - Refrigeration | Air Conditioner - CRAC | air conditioner crac | AC17 | 036 - AIR CONDITIONER - ROOM | C08HBE0322 | LIEBERT | VS028AUB0EI528A |  | 2014-12-12 | R407C | 20.87 | 8
25 - Refrigeration | Air Conditioner - CRAC | air conditioner crac | AC18 | 036 - AIR CONDITIONER - ROOM | 0837N173704 | LIEBERT | MMD60EBHELAS28 |  | 2014-12-12 | R407C | 9.07 | 5
25 - Refrigeration | Air Conditioner - CRAC | air conditioner crac | AC19 | 036 - AIR CONDITIONER - ROOM | 0837N173715 | LIEBERT | MMD60EBHELAS28 |  | 2014-12-12 | R407C | 9.07 | 5
25 - Refrigeration | Condensing Units | condensing units | CU2 | 150 - CONDENSER - AIR COOLED
25 - Refrigeration | Condensing Units | condensing units | CU3 | 150 - CONDENSER - AIR COOLED | 0803C07739 | LIEBERT | DCDL415-B
25 - Refrigeration | Condensing Units | condensing units | CU4 | 150 - CONDENSER - AIR COOLED
25 - Refrigeration | Condensing Units | condensing units | CU5 | 150 - CONDENSER - AIR COOLED
25 - Refrigeration | Condensing Units | condensing units | CU6 | 150 - CONDENSER - AIR COOLED
25 - Refrigeration | Condensing Units | condensing units | CU7 | 150 - CONDENSER - AIR COOLED
25 - Refrigeration | Condensing Units | condensing units | CU9 | 150 - CONDENSER - AIR COOLED
25 - Refrigeration | Condensing Units | condensing units | CU10 | 150 - CONDENSER - AIR COOLED
25 - Refrigeration | Condensing Units | condensing units | CU11 | 150 - CONDENSER - AIR COOLED
25 - Refrigeration | Condensing Units | condensing units | CU12 | 150 - CONDENSER - AIR COOLED
25 - Refrigeration | Condensing Units | condensing units | CU13 | 150 - CONDENSER - AIR COOLED | 0527C78643 | LIEBERT | DCDF104Â¿PS2000
25 - Refrigeration | Condensing Units | condensing units | CU14 | 150 - CONDENSER - AIR COOLED | 0527C78642 | LIEBERT | DCDF104Â¿PS2000
25 - Refrigeration | Condensing Units | condensing units | CU15 | 150 - CONDENSER - AIR COOLED | T97E01038 | HEATCRAFT | OWL0500D75
25 - Refrigeration | Condensing Units | condensing units | CU16 | 150 - CONDENSER - AIR COOLED | 0837C15118 | LIEBERT | DCDF205-B
25 - Refrigeration | Condensing Units | condensing units | CU17 | 150 - CONDENSER - AIR COOLED | 0837C15106 | LIEBERT | DCDF205-B
25 - Refrigeration | Condensing Units | condensing units | CU18 | 150 - CONDENSER - AIR COOLED | 0837N173563 | LIEBERT | PFH067AÂ BL3S561
25 - Refrigeration | Condensing Units | condensing units | CU19 | 150 - CONDENSER - AIR COOLED | 0837N173549 | LIEBERT | PFH067AÂ BL3S561
25 - Refrigeration | Condensing Units | condensing units | CU20 | 150 - CONDENSER - AIR COOLED | C11M4F0529 | LIEBERT | DCDL415-BS9154
25 - Refrigeration | Coil washing - May (All coils on site) | coil washing may |  | 150 - CONDENSER - AIR COOLED
25 - Refrigeration | Glycol Dry Cooler | glycol dry cooler |  | 180 - COOLING TOWER
30 - Ventilation / Air Distribution | Fan-Unit Ventilator | fan unit ventilator |  | 281 - FAN UNIT VENTILATOR
20 - Heating | Heating | heating |  | 520 - UNIT HEATER
30 - Ventilation / Air Distribution | FC-3, Fan Coil | fan coil | FC-3 | 280 - FAN COIL UNIT (CABINET HEATER - COOLER)
25 - Refrigeration | Air Conditioner-Portable - 8 Ton | air conditioner portable |  | 029 - PORTABLE AIR CONDITIONER | K2331701002 | KOLDWAVE | 6KK92BCA3 |  | 2017-10-19 | R410A | 3.9 | 8
25 - Refrigeration | Glycol Dry Cooler | glycol dry cooler |  | 180 - COOLING TOWER
30 - Ventilation / Air Distribution | Fan-Unit Ventilator | fan unit ventilator |  | 281 - FAN UNIT VENTILATOR
20 - Heating | Heating | heating |  | 520 - UNIT HEATER
25 - Refrigeration | Air Conditioner - Packaged - 1 Ton | air conditioner packaged |  | 025 - AIR CONDITIONER - PACKAGED >= 5.4 TONS | [6 empty] | 1 | 1
25 - Refrigeration | IRC-3 |  | IRC-3 | 150 - CONDENSER - AIR COOLED
30 - Ventilation / Air Distribution | Exhaust Fan | exhaust fan |  | 270 - FAN - EXHAUST | 9007801 | Leader Fan Industries | TAF-36 |  | 1990-01-01
30 - Ventilation / Air Distribution | EXH. FAN (4525/BUNKER) - EF-1 | exh fan | EF-1 | 270 - FAN - EXHAUST
30 - Ventilation / Air Distribution | EXH. FAN (4525/BUNKER) - EF-2 | exh fan | EF-2 | 270 - FAN - EXHAUST
25 - Refrigeration | Air Conditioner - Packaged - 10 Ton | air conditioner packaged | AHU-4 | 025 - AIR CONDITIONER - PACKAGED >= 5.4 TONS | A96C10463 | TRANE | SCAA-1050603A10AT |  |  | R22 | 10 | 10
25 - Refrigeration | Air Conditioner - Packaged - 10 Ton | air conditioner packaged | AHU-3 | 025 - AIR CONDITIONER - PACKAGED >= 5.4 TONS | A91A30155 | TRANE | SAUA-BB805TAO |  |  | R22 | 5.89 | 10
25 - Refrigeration | Air Conditioner - Packaged - 7.5 Ton | air conditioner packaged | AHU-1 | 025 - AIR CONDITIONER - PACKAGED >= 5.4 TONS | C87F-01037 | TRANE | SAUA-01037 |  |  | R22 | 4.98 | 7.5
25 - Refrigeration | AIR HANDLING UNIT (4525 BUNKER) - AHU-2 | air handling unit | AHU-2 | 025 - AIR CONDITIONER - PACKAGED >= 5.4 TONS | C89K01635 | TRANE | SAUA-B755-D |  |  | R438A | 6.1 | 7.5
20 - Heating | HOT WATER TANK (4519) AP-HWT 1 | hot water tank ap | -HWT 1 | 550 - WATER HEATER - DOMESTIC | MM000996041 | AC Smith | BTRC365 |  | 1996-01-01
20 - Heating | HOT WATER TANK (4519) - AP-HWT 2 | hot water tank ap | AP-HWT 2 | 550 - WATER HEATER - DOMESTIC | 884-95-6-F06 | AC Smith | BTC365-884S |  | 1990-01-01
20 - Heating | HOT WATER TANK (4519) AP-HWT 3 | hot water tank ap | -HWT 3 | 550 - WATER HEATER - DOMESTIC | MM0000996041 | AC Smith | BTRC365 |  | 1996-01-01
20 - Heating | EXPANSION TANK /ET-CHW | expansion tank et chw |  | 478 - EXPANSION TANK |  | WATTS | DETA-30
20 - Heating | EXPANSION TANK/ET-DHW | expansion tank et dhw |  | 478 - EXPANSION TANK |  | WATTS | DETA-12
25 - Refrigeration | CHILLER (4519) AP-CH 1 | chiller ap | -CH 1 | 115 - CHILLER - SCREW | U90J2791 | TRANE | RTHA130HCLOLDUC3LF2LFNNOOGCQ |  | 1990-01-01 | R22 | 149.7 | 120
25 - Refrigeration | CHILLER (4519) AP-CH 2 | chiller ap | -CH 2 | 115 - CHILLER - SCREW | U90J2790 | TRANE | RTHA130HCLOLDUC3LF2LFNNOOGCQ |  | 1990-01-01 | R22 | 149.7 | 120
25 - Refrigeration | Air Conditioner - Split - 10 Ton | air conditioner split | AR-CU-4 | 030 - AIR CONDITIONER - SPLIT >= 5.4 TONS | 551874 AR-CU-4 | ENGINEERED AIR | CUE92/0 |  | 2014-09-01 | R410A | 5.22 | 10
25 - Refrigeration | Air Conditioner - Split - 10 Ton | air conditioner split | AR-CU-5 | 030 - AIR CONDITIONER - SPLIT >= 5.4 TONS | 551874 AR-CU-5 | ENGINEERED AIR | CUE92/0 |  | 1985-01-01 | R410A | 5.1 | 10
25 - Refrigeration | Air Conditioner - Split - 10 Ton | air conditioner split | AR-CU-6 | 030 - AIR CONDITIONER - SPLIT >= 5.4 TONS | 551874 AR-CU-6 | ENGINEERED AIR | CUE92/0 |  | 1987-11-10 | R410A | 4.64 | 10
25 - Refrigeration | Air Conditioner - Split - HVAC-1 | air conditioner split | HVAC-1 | 059 - AIR CONDITIONER - SPLIT < 5.4 TONS | 450001620 | MITSUBISHI | PU42EK2 |  |  | R22 | 4.9 | 3.2
25 - Refrigeration | Air Conditioner - Split - HVAC-2 | air conditioner split | HVAC-2 | 059 - AIR CONDITIONER - SPLIT < 5.4 TONS | 450001620 | MITSUBISHI | PU42EK2 |  |  | R22 | 4.9 | 3.2
25 - Refrigeration | Air Conditioner - Split - 5 Ton | air conditioner split |  | 059 - AIR CONDITIONER - SPLIT < 5.4 TONS | 201208-CHCW04695 | AAON COIL | CC-B-005-4-B-1 |  |  | R410A | 5.1 | 5
25 - Refrigeration | Air Conditioner - Split - 5 Ton | air conditioner split |  | 059 - AIR CONDITIONER - SPLIT < 5.4 TONS | 201208-CHCW04697 | AAON COIL | CC-B-005-4-B-1 |  |  | R410A | 5.1 | 5
25 - Refrigeration | SPLIT AC | split | TBD | 030 - AIR CONDITIONER - SPLIT >= 5.4 TONS | G030876 | DAIKIN | RX24NMVJU |  |  | R410A | 3.2 | 2
25 - Refrigeration | A/C-TR-4 |  | C-TR-4 |  | DIK2002969 | JOHNSON CONTROL | DCP36NWB21S |  |  |  | 1 | 1
25 - Refrigeration | A/C-TR-3 |  | C-TR-3 |  | DIK2002957 | JOHNSON CONTROL | DCP36NWB21S |  |  |  | 1 | 1
25 - Refrigeration | A/C-TR-2 |  | C-TR-2 |  | DIK2002988 | JOHNSON CONTROL | DCP36NWB21S |  |  |  | 1 | 1
25 - Refrigeration | A/C-TR-1 |  | C-TR-1 |  | DIK2002998 | JOHNSON CONTROL | DCP36NWB21S |  |  |  | 1 | 1
25 - Refrigeration | AC-AV-1 |  | #NAME? |  | DIB1902221 | YORK | DCP12NWB21S |  |  |  | 1 | 1
25 - Refrigeration | FC HEAT PUMP | fc heat pump |  |  | 5005129 T | MITSUBISHI SLIM | MSZ-GE24NA |  |  |  | 1 | 1
25 - Refrigeration | Coil washing -Jul (All coils on site) | coil washing jul |  | 150 - CONDENSER - AIR COOLED
25 - Refrigeration | IRC-3 |  | IRC-3 | 150 - CONDENSER - AIR COOLED
25 - Refrigeration | COOLING TOWER | cooling tower | CT1 | 180 - COOLING TOWER | U150559702-01-01 | BALTIMORE AIRCOIL COMPANY | VT0 145 M |  | 2015-07-31
25 - Refrigeration | COOLING TOWER | cooling tower | CT2 | 180 - COOLING TOWER | U150559702-01-01 | BALTIMORE AIRCOIL COMPANY | VT0 145 M |  | 2015-07-31
25 - Refrigeration | COOLING TOWER - LEGIONELLA TEST (2 units) | cooling tower legionella test |  | 180 - COOLING TOWER
30 - Ventilation / Air Distribution | EXH. FAN (PARKADE/LEVEL P2) P2-EF-1 S.W. CORNER | exh fan ef corner | P2 | 270 - FAN - EXHAUST | 7612428/EF-1 | WOODS AIR | 38JR
30 - Ventilation / Air Distribution | EXH. FAN (PARKADE/LEVEL P2) P2-EF-2 S.E. CORNER | exh fan ef corner | P2 | 270 - FAN - EXHAUST | 7612428/EF-2 | WOODS AIR | 38JR |  | 1991-01-01
30 - Ventilation / Air Distribution | EXH. FAN (PARKADE/LEVEL P2) P2-EF-3 S.W. CORNER | exh fan ef corner | P2 | 270 - FAN - EXHAUST | 59458 | PENN | CENTREX |  | 1991-01-01
30 - Ventilation / Air Distribution | EXH FAN (4519) AB-EF 2 | exh fan ab | -EF 2 | 270 - FAN - EXHAUST |  | DVC |  |  | 1990-01-01
30 - Ventilation / Air Distribution | EXHAUST FAN AB EF1 | exhaust fan ab | EF1 | 270 - FAN - EXHAUST |  | PENN VENTALATION | BREEZEWAY
30 - Ventilation / Air Distribution | EXHAUST FAN AB-EF 3 | exhaust fan ab | AB-EF 3 | 270 - FAN - EXHAUST
30 - Ventilation / Air Distribution | STAIRWELL FAN AR SF-2 | stairwell fan ar | AR SF-2 | 270 - FAN - EXHAUST
30 - Ventilation / Air Distribution | STAIRWELL FAN AR SF-1 | stairwell fan ar | AR SF-1 | 270 - FAN - EXHAUST
30 - Ventilation / Air Distribution | EXHAUST FAN - AP3 ( MAU1 ) | exhaust fan | EF-1 | 270 - FAN - EXHAUST | E156Z44841 | PENNBARRY | DX24B |  | 2015-07-31
30 - Ventilation / Air Distribution | EXHAUST FAN- AP4 (MAU2) | exhaust fan | EF-2 | 270 - FAN - EXHAUST | F15KZ14726 | PENNBARRY | DX18B |  | 2015-07-31
30 - Ventilation / Air Distribution | EXHAUST FAN- AP5 ( MAU3) | exhaust fan | EF-3 | 270 - FAN - EXHAUST | F15KZ14727 | PENNBARRY | DX18B |  | 2015-07-31
30 - Ventilation / Air Distribution | EXHAUST FAN - AP6 ( CHILLER ROOM ) | exhaust fan | EF-4 | 270 - FAN - EXHAUST | E15GZ51120 | PENNBARRY | DX18B |  | 2015-07-31
30 - Ventilation / Air Distribution | EXHAUST FAN - AP7 ( ELEVETOR Mech Room ) | exhaust fan | EF-5 | 270 - FAN - EXHAUST | E15GZ51121 | PENNBARRY | FX24BHFT |  | 2015-07-31
30 - Ventilation / Air Distribution | EXHAUST FAN AP1 (Kitchen hood ) | exhaust fan | EF-6 | 270 - FAN - EXHAUST | E15GZ51122 | PENNBARRY | DX18B |  | 2015-07-31
30 - Ventilation / Air Distribution | Exhaust Fan-AT-1 (Chiller system) | exhaust fan | #NAME? | 270 - FAN - EXHAUST | 19754547 | GREENHECK | GB-300-50-1-40-X
30 - Ventilation / Air Distribution | EF-BC-1 | ef | #NAME? | 270 - FAN - EXHAUST
30 - Ventilation / Air Distribution | EF-BC-2.1 | ef | #NAME? | 270 - FAN - EXHAUST
30 - Ventilation / Air Distribution | EF-BC-2.2 | ef | #NAME? | 270 - FAN - EXHAUST
30 - Ventilation / Air Distribution | EF-BC-3.1 | ef | #NAME? | 270 - FAN - EXHAUST
30 - Ventilation / Air Distribution | EF-BC-3.2 | ef | #NAME? | 270 - FAN - EXHAUST
30 - Ventilation / Air Distribution | EF-BC-4.1 | ef | #NAME? | 270 - FAN - EXHAUST
30 - Ventilation / Air Distribution | EF-BC-4.1 | ef | #NAME? | 270 - FAN - EXHAUST
30 - Ventilation / Air Distribution | AIR HANDLING UNIT - AB AHU1 | air handling unit ab | AHU1 | 050 - AIR HANDLING UNIT | 3682 | PACE | P24 |  | 1990-01-01
30 - Ventilation / Air Distribution | AIR HANDLING UNIT - AB AHU2 | air handling unit ab | AHU2 | 050 - AIR HANDLING UNIT | 3682 | PACE | A12 |  | 1990-01-01
30 - Ventilation / Air Distribution | AIR HANDLING UNIT - AB AHU3 | air handling unit ab | AHU3 | 050 - AIR HANDLING UNIT | 3682 | PACE | P24 |  | 1990-01-01
30 - Ventilation / Air Distribution | A1 AHU1/1 | ahu | A1 | 050 - AIR HANDLING UNIT | 210252173030-000001 | KLIMOR EVO | EVO-S 0950
30 - Ventilation / Air Distribution | A1 AHU1/2 | ahu | A1 | 050 - AIR HANDLING UNIT | 210252173030-000001 | KLIMOR EVO | EVO-S 0950
30 - Ventilation / Air Distribution | A1 AHU2/1 | ahu | A1 | 050 - AIR HANDLING UNIT | 210252173030-000001 | KLIMOR EVO | EVO-S 0950
30 - Ventilation / Air Distribution | A1 AHU2/2 | ahu | A1 | 050 - AIR HANDLING UNIT | 210252173030-000001 | KLIMOR EVO | EVO-S 0950
30 - Ventilation / Air Distribution | A1 AHU3/1 | ahu | A1 | 050 - AIR HANDLING UNIT | 210252173030-000001 | KLIMOR EVO | EVO-S 0950
30 - Ventilation / Air Distribution | A1 AHU3/2 | ahu | A1 | 050 - AIR HANDLING UNIT | 210252173030-000001 | KLIMOR EVO | EVO-S 0950
30 - Ventilation / Air Distribution | A2 AHU1/1 | ahu | A2 | 050 - AIR HANDLING UNIT | 210252173030-000001 | KLIMOR EVO | EVO-S 0950
30 - Ventilation / Air Distribution | A2 AHU1/2 | ahu | A2 | 050 - AIR HANDLING UNIT | 210252173030-000001 | KLIMOR EVO | EVO-S 0950
30 - Ventilation / Air Distribution | A2 AHU2/1 | ahu | A2 | 050 - AIR HANDLING UNIT | 210252173030-000001 | KLIMOR EVO | EVO-S 0950
30 - Ventilation / Air Distribution | A2 AHU2/2 | ahu | A2 | 050 - AIR HANDLING UNIT | 210252173030-000001 | KLIMOR EVO | EVO-S 0950
30 - Ventilation / Air Distribution | A2 AHU3/1 | ahu | A2 | 050 - AIR HANDLING UNIT | 210252173030-000001 | KLIMOR EVO | EVO-S 0950
30 - Ventilation / Air Distribution | A2 AHU3/2 | ahu | A2 | 050 - AIR HANDLING UNIT | 210252173030-000001 | KLIMOR EVO | EVO-S 0950
30 - Ventilation / Air Distribution | A3 AHU1/1 | ahu | A3 | 050 - AIR HANDLING UNIT | 210252173030-000001 | KLIMOR EVO | EVO-S 0950
30 - Ventilation / Air Distribution | A3 AHU1/2 | ahu | A3 | 050 - AIR HANDLING UNIT | 210252173030-000001 | KLIMOR EVO | EVO-S 0950
30 - Ventilation / Air Distribution | A3 AHU2/1 | ahu | A3 | 050 - AIR HANDLING UNIT | 210252173030-000001 | KLIMOR EVO | EVO-S 0950
30 - Ventilation / Air Distribution | A3 AHU2/2 | ahu | A3 | 050 - AIR HANDLING UNIT | 210252173030-000001 | KLIMOR EVO | EVO-S 0950
30 - Ventilation / Air Distribution | A3 AHU3/1 | ahu | A3 | 050 - AIR HANDLING UNIT | 210252173030-000001 | KLIMOR EVO | EVO-S 0950
30 - Ventilation / Air Distribution | A3 AHU3/2 | ahu | A3 | 050 - AIR HANDLING UNIT | 210252173030-000001 | KLIMOR EVO | EVO-S 0950
30 - Ventilation / Air Distribution | A4 AHU1/1 | ahu | A4 | 050 - AIR HANDLING UNIT | 210252173030-000001 | KLIMOR EVO | EVO-S 0950
30 - Ventilation / Air Distribution | A4 AHU1/2 | ahu | A4 | 050 - AIR HANDLING UNIT | 210252173030-000001 | KLIMOR EVO | EVO-S 0950
30 - Ventilation / Air Distribution | A4 AHU2/1 | ahu | A4 | 050 - AIR HANDLING UNIT | 210252173030-000001 | KLIMOR EVO | EVO-S 0950
30 - Ventilation / Air Distribution | A4 AHU2/2 | ahu | A4 | 050 - AIR HANDLING UNIT | 210252173030-000001 | KLIMOR EVO | EVO-S 0950
30 - Ventilation / Air Distribution | A4 AHU3/1 | ahu | A4 | 050 - AIR HANDLING UNIT | 210252173030-000001 | KLIMOR EVO | EVO-S 0950
30 - Ventilation / Air Distribution | A4 AHU3/2 | ahu | A4 | 050 - AIR HANDLING UNIT | 210252173030-000001 | KLIMOR EVO | EVO-S 0950
30 - Ventilation / Air Distribution | Make Up Air Unit - MUA 1 | make up air unit | AP-MUA 1 | 013 - MAKE UP AIR UNIT | 551874 AP-MUA 1 | ENGINEERED AIR | DJE40/C |  | 2014-12-12
30 - Ventilation / Air Distribution | Make Up Air Unit - MUA 2 | make up air unit | AP-MUA 2 | 013 - MAKE UP AIR UNIT | 551874 AP-MUA 2 | ENGINEERED AIR | DJE40/C/0 |  | 2014-12-12
30 - Ventilation / Air Distribution | Make Up Air Unit - MUA 3 | make up air unit | AP-MUA 3 | 013 - MAKE UP AIR UNIT | 551874 AP-MUA 3 | ENGINEERED AIR | DJE40/C |  | 2014-12-12
20 - Heating | HEATER - SUSPENDED ELECTRICAL | heater suspended electrical |  | 343 - HEATER - ELECTRIC - BASEBOARD | 30000201 | CHROMALOX | 9132R
20 - Heating | Heating - Baseboards | heating baseboards |  | 343 - HEATER - ELECTRIC - BASEBOARD |  |  |  |  | 1990-01-01
20 - Heating | SPACE HEATER | space heater |  | 343 - HEATER - ELECTRIC - BASEBOARD
20 - Heating | SPACE HEATER | space heater |  | 343 - HEATER - ELECTRIC - BASEBOARD
20 - Heating | HEATER - AB-EHC1 - 4519 | heater ab | AB-EHC1 | 343 - HEATER - ELECTRIC - BASEBOARD | B733126 | CHROMALOX | FDH
25 - Refrigeration | Air Conditioner - Packaged - 1.25 Ton | air conditioner packaged |  | 025 - AIR CONDITIONER - PACKAGED >= 5.4 TONS | 91104914035 | Amana | S1203.0 |  | 2010-06-21 | R407C | 1.5 | 1.25
25 - Refrigeration | Air Conditioner - Packaged - 1 Ton | air conditioner packaged |  | 025 - AIR CONDITIONER - PACKAGED >= 5.4 TONS | [6 empty] | 1 | 1
25 - Refrigeration | DHW HEAT PUMP HP-1 | dhw heat pump | HP-1 |  | 2201127693714 | AOSMITH | CBHP-120 100 |  |  | R134A | 1.5 | 3.3
25 - Refrigeration | DHW HEAT PUMP HP-2 | dhw heat pump | HP-2 |  | 2201127693700 | AOSMITH | CBHP-120 100 |  |  | R134A | 1.5 | 3.3
30 - Ventilation / Air Distribution | VFD | vfd |  | 508 - VARIABLE FREQUENCY DRIVE (VFD)
30 - Ventilation / Air Distribution | VFD | vfd |  | 508 - VARIABLE FREQUENCY DRIVE (VFD)
30 - Ventilation / Air Distribution | VFD | vfd |  | 508 - VARIABLE FREQUENCY DRIVE (VFD)
30 - Ventilation / Air Distribution | VFD | vfd |  | 508 - VARIABLE FREQUENCY DRIVE (VFD)
30 - Ventilation / Air Distribution | VFD | vfd |  | 508 - VARIABLE FREQUENCY DRIVE (VFD)
30 - Ventilation / Air Distribution | VFD | vfd |  | 508 - VARIABLE FREQUENCY DRIVE (VFD)
30 - Ventilation / Air Distribution | VFD | vfd |  | 508 - VARIABLE FREQUENCY DRIVE (VFD)
30 - Ventilation / Air Distribution | VFD | vfd |  | 508 - VARIABLE FREQUENCY DRIVE (VFD)
30 - Ventilation / Air Distribution | VFD | vfd |  | 508 - VARIABLE FREQUENCY DRIVE (VFD)
30 - Ventilation / Air Distribution | VFD | vfd |  | 508 - VARIABLE FREQUENCY DRIVE (VFD)
30 - Ventilation / Air Distribution | VFD | vfd |  | 508 - VARIABLE FREQUENCY DRIVE (VFD)
30 - Ventilation / Air Distribution | VFD | vfd |  | 508 - VARIABLE FREQUENCY DRIVE (VFD)
30 - Ventilation / Air Distribution | VFD | vfd |  | 508 - VARIABLE FREQUENCY DRIVE (VFD)
30 - Ventilation / Air Distribution | VFD | vfd |  | 508 - VARIABLE FREQUENCY DRIVE (VFD)
30 - Ventilation / Air Distribution | VFD | vfd |  | 508 - VARIABLE FREQUENCY DRIVE (VFD)
30 - Ventilation / Air Distribution | VFD | vfd |  | 508 - VARIABLE FREQUENCY DRIVE (VFD)
30 - Ventilation / Air Distribution | VFD | vfd |  | 508 - VARIABLE FREQUENCY DRIVE (VFD)
30 - Ventilation / Air Distribution | VFD | vfd |  | 508 - VARIABLE FREQUENCY DRIVE (VFD)
30 - Ventilation / Air Distribution | VFD | vfd |  | 508 - VARIABLE FREQUENCY DRIVE (VFD)
30 - Ventilation / Air Distribution | VFD | vfd |  | 508 - VARIABLE FREQUENCY DRIVE (VFD)
30 - Ventilation / Air Distribution | VFD | vfd |  | 508 - VARIABLE FREQUENCY DRIVE (VFD)
30 - Ventilation / Air Distribution | VFD | vfd |  | 508 - VARIABLE FREQUENCY DRIVE (VFD)
30 - Ventilation / Air Distribution | VFD | vfd |  | 508 - VARIABLE FREQUENCY DRIVE (VFD)
30 - Ventilation / Air Distribution | VFD | vfd |  | 508 - VARIABLE FREQUENCY DRIVE (VFD)
30 - Ventilation / Air Distribution | VFD | vfd |  | 508 - VARIABLE FREQUENCY DRIVE (VFD)
30 - Ventilation / Air Distribution | VFD | vfd |  | 508 - VARIABLE FREQUENCY DRIVE (VFD)
30 - Ventilation / Air Distribution | VFD | vfd |  | 508 - VARIABLE FREQUENCY DRIVE (VFD)
30 - Ventilation / Air Distribution | VFD | vfd |  | 508 - VARIABLE FREQUENCY DRIVE (VFD)
20 - Heating | PUMP - CHILLED WATER - P1 | pump chilled water | P1 | 400 - PUMP - GENERAL | 107044 | ARMSTRONG | 4X4X104300 |  | 1990-01-01
20 - Heating | PUMP - CHILLED WATER - P2 | pump chilled water | P2 | 400 - PUMP - GENERAL | 107045 | ARMSTRONG | 4X4X104300 |  | 1990-01-01
20 - Heating | PUMP - CONDENSER WATER PUMP - P3 | pump condenser water pump | P3 | 400 - PUMP - GENERAL | 10701 | ARMSTRONG | 4X4X84300 |  | 1990-01-01
20 - Heating | PUMP - CONDENSER WATER PUMP - P4 | pump condenser water pump | P4 | 400 - PUMP - GENERAL | 107049 | ARMSTRONG | 4X4X84300 |  | 1990-01-01
20 - Heating | PUMP - HOT WATER - AP-HWRP-1 | pump hot water ap | AP-HWRP-1 | 400 - PUMP - GENERAL |  | ARMSTRONG | 816019-002 |  | 1990-01-01
20 - Heating | HOT WATER PUMP - AP-HWRP-3 | hot water pump ap | AP-HWRP-3 | 400 - PUMP - GENERAL |  | ARMSTRONG | S-25BF
20 - Heating | HOT WATER TANK (4535) BP-HWT 6 | hot water tank bp | BP-HWT 6 | 550 - WATER HEATER - DOMESTIC | ED10482532 | Bradford White | 100T88B3N |  | 1990-01-01
25 - Refrigeration | CHILLER (4535) - BP-CH 1 | chiller bp | BP-CH 1 | 115 - CHILLER - SCREW | U90J2789 | TRANE | RTHA130HCLOLDUC3LF2LFNNOOGCQ |  | 1990-01-01 | R22 | 149.685 | 120
25 - Refrigeration | CHILLER (4535) - BP-CH 2 | chiller bp | BP-CH 2 | 115 - CHILLER - SCREW | U90J2788 | TRANE | RTHA130HCLOLDUC3LF2LFNNOOGCQ |  | 2006-01-01 | R22 | 149.685 | 120
25 - Refrigeration | Air Conditioner - Split - 10 Ton | air conditioner split | BR-CU-4 | 030 - AIR CONDITIONER - SPLIT >= 5.4 TONS | 551874 BR-CU-4 | ENGINEERED AIR | CUE92/0 |  | 1988-01-01 | R410A | 5.2163 | 10
25 - Refrigeration | Air Conditioner - Split - 10 Ton | air conditioner split | BR-CU-5 | 030 - AIR CONDITIONER - SPLIT >= 5.4 TONS | 551874 BR-CU-5 | ENGINEERED AIR | CUE92/0 |  | 2001-01-01 | R410A | 5.2163 | 10
25 - Refrigeration | Air Conditioner - Split - 10 Ton | air conditioner split | BR-CU-6 | 030 - AIR CONDITIONER - SPLIT >= 5.4 TONS | 551874 BR-CU-6 | ENGINEERED AIR | CU92/0 |  | 2012-01-01 | R410A | 5.2163 | 10
25 - Refrigeration | Air Conditioner - Split - 4535 1ST FLOOR LAN ROOM | air conditioner split st floor lan |  | 059 - AIR CONDITIONER - SPLIT < 5.4 TONS | 0838N173953 | LIEBERT | DFH-037A |  |  | R407C | 1 | 3
25 - Refrigeration | Air Conditioner - Split - FC2-1 | air conditioner split | FC2-1 | 059 - AIR CONDITIONER - SPLIT < 5.4 TONS | 93U02290B | MITSUBISHI | PUY-A12NHA3 |  |  | R410A | 1 | 1
25 - Refrigeration | Air Conditioner - Split - FC4-1 | air conditioner split | FC4-1 | 059 - AIR CONDITIONER - SPLIT < 5.4 TONS | 2011-0352-A | DATA AIR | DRCU-0312-2 |  |  | R410A | 1 | 2
25 - Refrigeration | Air Conditioner - Split - B1-FC2 | air conditioner split fc | B1-FC2 | 059 - AIR CONDITIONER - SPLIT < 5.4 TONS | 1103000021 | TITAN | CCHG48DFN13 |  |  | R410A | 5.2 | 2
25 - Refrigeration | Air Conditioner - Split - FB1-FC3 | air conditioner split fc | B1-FC3 | 059 - AIR CONDITIONER - SPLIT < 5.4 TONS | 1006000739 | GMC | CCHG24DFN13 |  |  | R410A | 4 | 2
25 - Refrigeration | Air Conditioner - Split - 4535 3RD FLOOR LAN ROOM | air conditioner split rd floor lan |  | 059 - AIR CONDITIONER - SPLIT < 5.4 TONS |  | LIEBERT |  |  |  | R22 | 1 | 5
25 - Refrigeration | SPLIT AC/IRC-1 | split | IRC-1 | 030 - AIR CONDITIONER - SPLIT >= 5.4 TONS | JK2122001509 | SCHNEIDER | ACRD300 |  |  | R410A | 39.36 | 30
25 - Refrigeration | SPLIT AC / IRC-2 | split | IRC-2 | 030 - AIR CONDITIONER - SPLIT >= 5.4 TONS | JK2125005926 | SCHNEIDER | ACRD300 |  |  | R410A | 39.32 | 30
25 - Refrigeration | SPLIT AC / IRC-3 | split | IRC-3 | 030 - AIR CONDITIONER - SPLIT >= 5.4 TONS | JK2125005937 | SCHNEIDER | ACRD300 |  |  | R410A | 35.14 | 30
25 - Refrigeration | SPLIT AC / IRC-4 | split | IRC-4 | 030 - AIR CONDITIONER - SPLIT >= 5.4 TONS | JK2051000716 | SCHNEIDER | ACRD300 |  |  | R410A | 38.5 | 30
25 - Refrigeration | Air Conditioner - Split - 5 Ton - CU-FC-2 | air conditioner split cu | CU-FC-2 | 150 - CONDENSER - AIR COOLED | 15U02798C | MITSUBISHI ELECTRIC | PUMY-P60NKMU3 |  |  | R410A | 5.1 | 5
25 - Refrigeration | Air Conditioner - Split - 5 Ton - CU-FC-1 | air conditioner split cu | CU-FC-1 | 150 - CONDENSER - AIR COOLED | 02U02062B | MITSUBISHI ELECTRIC | PUMY-P60NKMU3 |  |  | R410A | 5.1 | 5
25 - Refrigeration | Condenser - CU1-2 | condenser | CU1-2 | 150 - CONDENSER - AIR COOLED
25 - Refrigeration | Condenser - CU4-1 | condenser | CU4-1 | 150 - CONDENSER - AIR COOLED
25 - Refrigeration | Condenser - CU2-1 | condenser | CU2-1 | 150 - CONDENSER - AIR COOLED
25 - Refrigeration | Condenser - CU | condenser cu |  | 150 - CONDENSER - AIR COOLED
25 - Refrigeration | Coil washing- Apr (All coils on site - 15+ units) | coil washing apr | site - 15 | 150 - CONDENSER - AIR COOLED
25 - Refrigeration | Condenser / IRC-1 | condenser | CU-IRC-1 | 150 - CONDENSER - AIR COOLED | C22126000023 | SCHNEIDER | ACCU300D
25 - Refrigeration | Condenser / IRC-2 | condenser | CU-IRC-2 | 150 - CONDENSER - AIR COOLED | C22125000062 | SCHNEIDER | ACCU300D
25 - Refrigeration | Condenser / IRC-3 | condenser | CU-IRC-3 | 150 - CONDENSER - AIR COOLED | C22126000026 | SCHNEIDER | ACCU300D
25 - Refrigeration | Condenser / IRC-4 | condenser | CU-IRC-4 | 150 - CONDENSER - AIR COOLED | C22126000025 | SCHNEIDER | ACCU300D
25 - Refrigeration | COOLING TOWER | cooling tower | CT1 | 180 - COOLING TOWER | UL50559702-02-01 | BALTIMORE AIRCOIL COMPANY | VT0 145 M |  | 2015-07-31
25 - Refrigeration | COOLING TOWER | cooling tower | CT2 | 180 - COOLING TOWER | UL50559701-02-01 | BALTIMORE AIRCOIL COMPANY | VT0 145 M |  | 2015-07-31
25 - Refrigeration | COOLING TOWER - LEGIONELLA TEST (2 units) | cooling tower legionella test |  | 180 - COOLING TOWER
30 - Ventilation / Air Distribution | EXHAUST FAN - BB EF5 | exhaust fan bb | BB EF5 | 270 - FAN - EXHAUST | 7612428-EF5TC | WOODS AIR MOVEMENT | 24JL
30 - Ventilation / Air Distribution | EXHAUST FAN - BB EF9 | exhaust fan bb | BB EF9 | 270 - FAN - EXHAUST | 7612516-EF-9UB | WOODS AIR MOVEMENT | M24S-TYPE
30 - Ventilation / Air Distribution | EXHAUST FAN - BB EF8 | exhaust fan bb | BB EF8 | 270 - FAN - EXHAUST | 7612516-EF-89B | WOODS AIR MOVEMENT | A724S-TYPE
30 - Ventilation / Air Distribution | EXHAUST FAN | exhaust fan | EF-6 | 270 - FAN - EXHAUST | E15GZ51127 | PENNBARRY | DX18B |  | 2015-07-31
30 - Ventilation / Air Distribution | EXHAUST FAN | exhaust fan | EF-7 | 270 - FAN - EXHAUST |  | PENNBARRY | DAE18 |  | 2015-07-31
30 - Ventilation / Air Distribution | EXHAUST FAN - RELIEF FAN | exhaust fan relief fan |  | 270 - FAN - EXHAUST | E15FZ85627 | PENNBARRY | WCC20 |  | 2015-07-31
30 - Ventilation / Air Distribution | EXHAUST FAN | exhaust fan | EF-1 | 270 - FAN - EXHAUST | E15GZ51123 | PENNBARRY | DX24B |  | 2015-07-31
30 - Ventilation / Air Distribution | EXHAUST FAN | exhaust fan | EF-2 | 270 - FAN - EXHAUST | F15KZ15014 | PENNBARRY | DX18B |  | 2015-07-31
30 - Ventilation / Air Distribution | EXHAUST FAN | exhaust fan | EF-3 | 270 - FAN - EXHAUST | F15KZ15013 | PENNBARRY | DX18B |  | 2015-07-31
30 - Ventilation / Air Distribution | EXHAUST FAN | exhaust fan | EF-4 | 270 - FAN - EXHAUST | F15KZ15126 | PENNBARRY | DX18B |  | 2015-07-31
30 - Ventilation / Air Distribution | FRESH AIR INTAKE - MUA-1 | fresh air intake | MUA-1 | 050 - AIR HANDLING UNIT | 16711-BP-MUA-1 | ENG A | D3-40-0
30 - Ventilation / Air Distribution | AIR HANDLING UNIT - B4 AHU3 | air handling unit ahu | B4 AHU3 | 050 - AIR HANDLING UNIT | 3682 | PACE | P24 |  | 1990-01-01
30 - Ventilation / Air Distribution | AIR HANDLING UNIT - BP MAU 2 | air handling unit bp | BP MAU 2 | 050 - AIR HANDLING UNIT | 16711-BP-MUA | ENGA | D0-40-0 |  | 1990-01-01
30 - Ventilation / Air Distribution | AIR HANDLING UNIT - BP MAU 3 | air handling unit bp | BP MAU 3 | 050 - AIR HANDLING UNIT | 16711-BP-MUA | ENGA | D3-40-0 |  | 1990-01-01
30 - Ventilation / Air Distribution | AIR HANDLING UNIT - B2 AHU2 | air handling unit ahu | B2 AHU2 | 050 - AIR HANDLING UNIT | 3682 | PACE | P24 |  | 1990-01-01
30 - Ventilation / Air Distribution | AIR HANDLING UNIT - BB AHU3 | air handling unit bb | BB AHU3 | 050 - AIR HANDLING UNIT | 3682 | Pace | P24 |  | 1990-01-01
30 - Ventilation / Air Distribution | AIR HANDLING UNIT - BB AHU2 | air handling unit bb | BB AHU2 | 050 - AIR HANDLING UNIT | 3682 | Pace | A12 |  | 1990-01-01
30 - Ventilation / Air Distribution | AIR HANDLING UNIT - B1 AHU 3 | air handling unit ahu | B1 AHU 3 | 050 - AIR HANDLING UNIT | 3682 | PACE | P24 |  | 1990-01-01
30 - Ventilation / Air Distribution | AIR HANDLING UNIT - B1 AHU2 | air handling unit ahu | B1 AHU2 | 050 - AIR HANDLING UNIT | 3682 | PACE | P24 |  | 1990-01-01
30 - Ventilation / Air Distribution | AIR HANDLING UNIT - B2 AHU3 | air handling unit ahu | B2 AHU3 | 050 - AIR HANDLING UNIT | 3682 | PACE | P24 |  | 1990-01-01
30 - Ventilation / Air Distribution | AIR HANDLING UNIT - B4 AHU2 | air handling unit ahu | B4 AHU2 | 050 - AIR HANDLING UNIT | 3682 | PACE | P24 |  | 1990-01-01
30 - Ventilation / Air Distribution | AIR HANDLING UNIT - BB AHU1 | air handling unit bb | BB AHU1 | 050 - AIR HANDLING UNIT | 3682 | PACE | P24 |  | 1990-01-01
30 - Ventilation / Air Distribution | AIR HANDLING UNIT - B1 AHU1 | air handling unit ahu | B1 AHU1 | 050 - AIR HANDLING UNIT | 3682 | PACE | P24 |  | 1990-01-01
30 - Ventilation / Air Distribution | AIR HANDLING UNIT - BB MAU 4 | air handling unit bb | BB MAU 4 | 050 - AIR HANDLING UNIT | 16711 | EDG A | H3-130 |  | 1990-01-01
30 - Ventilation / Air Distribution | AIR HANDLING UNIT - B2 AHU1 | air handling unit ahu | B2 AHU1 | 050 - AIR HANDLING UNIT | 3682 | PACE | P24 |  | 1990-01-01
30 - Ventilation / Air Distribution | AIR HANDLING UNIT - B4 AHU1 | air handling unit ahu | B4 AHU1 | 050 - AIR HANDLING UNIT | 3682 | PACE | P24 |  | 1990-01-01
30 - Ventilation / Air Distribution | AIR HANDLING UNIT - B3 AHU1 | air handling unit ahu | B3 AHU1 | 050 - AIR HANDLING UNIT | 3682 | PACE | P24 |  | 1990-01-01
30 - Ventilation / Air Distribution | Air Handling Unit - B3 AHU3 | air handling unit ahu | B3 AHU3 | 050 - AIR HANDLING UNIT | 2682 | PACE | P24 |  | 1990-01-01
30 - Ventilation / Air Distribution | Air Handling Unit - B3 AHU2 | air handling unit ahu | B3 AHU2 | 050 - AIR HANDLING UNIT | 3682 | PACE | P24 |  | 1990-01-01
30 - Ventilation / Air Distribution | AIR HANDLING UNIT - BP MAU 1 | air handling unit bp | BP MAU 1 | 050 - AIR HANDLING UNIT
30 - Ventilation / Air Distribution | Make Up Air Unit - MUA 1 | make up air unit | BP-MUA 1 | 013 - MAKE UP AIR UNIT | 551874 BP-MUA 1 | ENGINEERED AIR | DJE40/C |  | 2014-12-12
30 - Ventilation / Air Distribution | Make Up Air Unit - MUA 2 | make up air unit | BR-MUA 2 | 013 - MAKE UP AIR UNIT | 551874 BR-MUA 2 | ENGINEERED AIR | DJE40/C/0 |  | 2014-12-12
30 - Ventilation / Air Distribution | Make Up Air Unit - MUA 3 | make up air unit | BP-MUA 3 | 013 - MAKE UP AIR UNIT | 551874 BP-MUA 3 | ENGINEERED AIR | DJE40/C |  | 2014-12-12
30 - Ventilation / Air Distribution | Make Up Air Unit - MUA-4 | make up air unit | MUA-4 | 013 - MAKE UP AIR UNIT
30 - Ventilation / Air Distribution | FAN COIL - BB FCU 1 | fan coil bb | BB FCU 1 | 280 - FAN COIL UNIT (CABINET HEATER - COOLER) |  | AIR FLOW |  |  | 1990-01-01
30 - Ventilation / Air Distribution | Fan Coil Units - FC-2 | fan coil units | FC-2 | 280 - FAN COIL UNIT (CABINET HEATER - COOLER) | 07N01927 | MITSUBISHI ELECTRIC | PVFY-P54NAMU-E1
30 - Ventilation / Air Distribution | Fan Coil Units - FC-1 | fan coil units | FC-1 | 280 - FAN COIL UNIT (CABINET HEATER - COOLER) | 07N01932 | MITSUBISHI ELECTRIC | PVFY-P54NAMU-E1
25 - Refrigeration | AC Unit - BB-FCU-2 Water Cooled | unit bb water cooled | BB-FCU-2 | 025 - AIR CONDITIONER - PACKAGED >= 5.4 TONS | 2692F07324 | CARRIER | 50BT-012-120 |  | 1992-01-01 | R22 | 4.54 | 10
25 - Refrigeration | AC Unit - BB-FCU-3 Water Cooled | unit bb water cooled | BB-FCU-3 | 025 - AIR CONDITIONER - PACKAGED >= 5.4 TONS | 1092F89093 | CARRIER | 50BT-012-120 |  | 1992-01-01 | R22 | 4.54 | 10
25 - Refrigeration | Air Conditioner - Packaged - Under 5.4 Ton | air conditioner packaged under | BB-CU 1 | 054 - AIR CONDITIONER - PACKAGED < 5.4 TONS | 1007X91608 | CARRIER | 38HDR060-501 |  | 2007-01-01 | R410A | 5 | 5
25 - Refrigeration | Air Conditioner - Packaged - 5 Ton | air conditioner packaged | BB-CU 2 | 054 - AIR CONDITIONER - PACKAGED < 5.4 TONS | 1007X91609 | CARRIER | 38HDR060-501 |  | 2006-12-31 | R410A | 5.44 | 5
20 - Heating | PUMP - CONDENSER WATER PUMP (P2) | pump condenser water pump | P2 | 400 - PUMP - GENERAL |  | ARMSTRONG |  |  | 1990-01-01
20 - Heating | PUMP - CONDENSER WATER PUMP (P1) | pump condenser water pump | P1 | 400 - PUMP - GENERAL |  | ARMSTRONG |  |  | 1990-01-01
20 - Heating | PUMP - CHILLED WATER (P4) | pump chilled water | P4 | 400 - PUMP - GENERAL |  | ARMSTRONG |  |  | 1990-01-01
20 - Heating | PUMP - CHILLED WATER (P3) | pump chilled water | P3 | 400 - PUMP - GENERAL |  | ARMSTRONG |  |  | 1990-01-01
20 - Heating | CIRCULATION PUMP -HOT WATER BP-HWRP-2 | circulation pump hot water bp | BP-HWRP-2 | 400 - PUMP - GENERAL | 816019-002 | ARMSTRONG
25 - Refrigeration | Glycol Dry Cooler | glycol dry cooler |  | 180 - COOLING TOWER
30 - Ventilation / Air Distribution | Exhaust Fan 1 | exhaust | Fan 1 | 270 - FAN - EXHAUST
30 - Ventilation / Air Distribution | Exhaust Fan 2 | exhaust | Fan 2 | 270 - FAN - EXHAUST
30 - Ventilation / Air Distribution | Supply Fan | supply fan |  | 260 - FAN ASSEMBLY - SUPPLY - RETURN |  |  |  |  | 1996-01-01
30 - Ventilation / Air Distribution | Fan-Unit Ventilator | fan unit ventilator |  | 281 - FAN UNIT VENTILATOR
20 - Heating | Heating | heating |  | 520 - UNIT HEATER
25 - Refrigeration | Air Conditioner - Packaged - 1 Ton | air conditioner packaged |  | 025 - AIR CONDITIONER - PACKAGED >= 5.4 TONS | 1015999BS | SUN AIR CONC INC | PC524-1-05C |  | 1996-01-01 |  | 1 | 1
25 - Refrigeration | Air Conditioner - Packaged - 1.5 Ton | air conditioner packaged | AC1 | 054 - AIR CONDITIONER - PACKAGED < 5.4 TONS | 1015999BS | SUN AIR | PCS24-1-05C |  | 1996-01-01 | R22 | 3.61 | 1.5
25 - Refrigeration | Glycol Dry Cooler | glycol dry cooler |  | 180 - COOLING TOWER
30 - Ventilation / Air Distribution | Fan-Unit Ventilator | fan unit ventilator |  | 281 - FAN UNIT VENTILATOR
20 - Heating | Heating | heating |  | 520 - UNIT HEATER
25 - Refrigeration | Air Conditioner - Packaged - 5 Ton | air conditioner packaged |  | 054 - AIR CONDITIONER - PACKAGED < 5.4 TONS | T04E28056 | trane | scrbb5060P01011A012AA00F00000T |  | 2010-01-01 | R22 | 8 | 5
25 - Refrigeration | Air Conditioner Split System | air conditioner split system |  | 030 - AIR CONDITIONER - SPLIT >= 5.4 TONS | 3902A67597 | CARRIER | FB4ANF060 |  | 2002-01-01 |  | 5 | 0.1
20 - Heating | Heating | heating |  | 520 - UNIT HEATER
25 - Refrigeration | Air Conditioner - Packaged - 5 Ton | air conditioner packaged |  | 025 - AIR CONDITIONER - PACKAGED >= 5.4 TONS | 0803x60238 | CARRIER SPLIT SYSTEM | 38HDC060521 |  | 2003-01-01 |  | 1 | 5
25 - Refrigeration | Air Conditioner - Packaged - 1 Ton | air conditioner packaged |  | 025 - AIR CONDITIONER - PACKAGED >= 5.4 TONS | 4002467821 | CARRIER | FA4ANF0Y8 |  |  | R23 | 1 | 1
25 - Refrigeration | Air Conditioner - Packaged - 1 Ton | air conditioner packaged |  | 025 - AIR CONDITIONER - PACKAGED >= 5.4 TONS | EO4J07221 | COLLINS COMFORT MASTERS | BER48-2P |  |  |  | 1 | 1
25 - Refrigeration | Air Conditioner Split System | air conditioner split system |  | 030 - AIR CONDITIONER - SPLIT >= 5.4 TONS | XDN5092557 | YORK | F2ZP060H06B |  |  | R22 | 5 | 0.1
30 - Ventilation / Air Distribution | Exhaust Fan | exhaust fan |  | 270 - FAN - EXHAUST
25 - Refrigeration | Air Conditioner - Packaged - 4 Ton | air conditioner packaged |  | 054 - AIR CONDITIONER - PACKAGED < 5.4 TONS | 408 | Skymark | VAC048F32B-A |  |  | R22 | 3.9 | 4
25 - Refrigeration | AIR CONDITIONER | air conditioner |  | 025 - AIR CONDITIONER - PACKAGED >= 5.4 TONS | EO41I3220 | COLLINS COMFORT MASTER | BER48-1P |  |  |  | 1 | 5.4
30 - Ventilation / Air Distribution | Air Handling Unit | air handling unit |  | 050 - AIR HANDLING UNIT | XGNS213836 | YORK | F2FP060H06G |  | 2004-01-01
30 - Ventilation / Air Distribution | Air Handling Unit | air handling unit |  | 050 - AIR HANDLING UNIT | XGNS213799 | YORK | F2FP060H06G |  | 2004-01-01
25 - Refrigeration | Air Conditioner - Packaged - 5 Ton | air conditioner packaged |  | 054 - AIR CONDITIONER - PACKAGED < 5.4 TONS | 180D021717787-1 | BARD | HAC601-B |  | 2002-04-01 | R22 | 4.3 | 5
25 - Refrigeration | Air Conditioner - Packaged - 5 Ton | air conditioner packaged |  | 054 - AIR CONDITIONER - PACKAGED < 5.4 TONS | 180N021775286-1 | BARD | HAC601-B |  | 2002-12-01 | R22 | 4.3 | 5
25 - Refrigeration | Air Conditioner - Packaged - 6 Ton | air conditioner packaged |  | 025 - AIR CONDITIONER - PACKAGED >= 5.4 TONS | 5604G11383 | LENNOX | LGC07252BH1Y |  | 2004-01-01 | R22 | 4 | 6
25 - Refrigeration | Glycol Dry Cooler | glycol dry cooler |  | 180 - COOLING TOWER
30 - Ventilation / Air Distribution | FAN - EXHAUST | fan exhaust |  | 270 - FAN - EXHAUST
30 - Ventilation / Air Distribution | AIR HANDLING UNIT | air handling unit |  | 050 - AIR HANDLING UNIT
30 - Ventilation / Air Distribution | AIR HANDLING UNIT | air handling unit |  | 050 - AIR HANDLING UNIT
30 - Ventilation / Air Distribution | AIR HANDLING UNIT | air handling unit |  | 050 - AIR HANDLING UNIT
30 - Ventilation / Air Distribution | AIR HANDLING UNIT | air handling unit |  | 050 - AIR HANDLING UNIT
30 - Ventilation / Air Distribution | HUMIDIFIER | humidifier |  | 350 - HUMIDIFIER
30 - Ventilation / Air Distribution | FAN - RETURN | fan return |  | 260 - FAN ASSEMBLY - SUPPLY - RETURN
30 - Ventilation / Air Distribution | FAN - SUPPLY | fan supply |  | 260 - FAN ASSEMBLY - SUPPLY - RETURN
30 - Ventilation / Air Distribution | Fan-Unit Ventilator | fan unit ventilator |  | 281 - FAN UNIT VENTILATOR
30 - Ventilation / Air Distribution | VOLUME BOXES | volume boxes |  | 486 - VARIABLE AIR VOLUME BOXES
30 - Ventilation / Air Distribution | VOLUME BOXES | volume boxes |  | 486 - VARIABLE AIR VOLUME BOXES
30 - Ventilation / Air Distribution | VOLUME BOXES | volume boxes |  | 486 - VARIABLE AIR VOLUME BOXES
20 - Heating | Heating | heating |  | 520 - UNIT HEATER
20 - Heating | UNIT HEATER | unit heater |  | 520 - UNIT HEATER
20 - Heating | PUMP | pump |  | 400 - PUMP - GENERAL
20 - Heating | PUMP | pump |  | 400 - PUMP - GENERAL
30 - Ventilation / Air Distribution | Fan-Unit Ventilator | fan unit ventilator |  | 281 - FAN UNIT VENTILATOR
20 - Heating | Heating | heating |  | 520 - UNIT HEATER
25 - Refrigeration | Air Conditioner | air conditioner |  | 025 - AIR CONDITIONER - PACKAGED >= 5.4 TONS | [6 empty] | 0.1 | 5.4
25 - Refrigeration | Water Cooler - Central Station | water cooler central station |  | 530 - WATER COOLER - UNIT
20 - Heating | Boiler | boiler |  | 070 - BOILER - HOT WATER | 920518 | Weil-Mclain | PFG-5-P1A |  | 1972-01-01
20 - Heating | Boiler - Hot Water | boiler hot water |  | 070 - BOILER - HOT WATER | 98-0515 | Weil-Mclain | PFG 6 P0N-E3675123A8Y |  | 1972-01-01
20 - Heating | Hot Water Boilers | hot water boilers | B - 1 | 070 - BOILER - HOT WATER | 2103150000000000 | Trinity | Tft 285 |  | 2021-07-05
20 - Heating | Hot Water Boilers | hot water boilers | B - 2 | 070 - BOILER - HOT WATER | 2103160000000000 | Trinity | Tft 285
20 - Heating | Air Seperators - AS - 1 | air seperators | AS - 1 | 504 - CYCLONE | 461963 | Amtrol | 2ASL
20 - Heating | HOT WATER PUMP GROUP PU-1-2 | hot water pump | PU-1-2 | 403 - PUMP - CIRCULATION
20 - Heating | Pump - Heating Systems - BP - 1 | pump heating systems | BP - 1 | 403 - PUMP - CIRCULATION | 1BL032 | Bell & Gossett | PL - 55 |  | 2021-08-10
20 - Heating | Pump - Heating Systems - BP - 2 | pump heating systems | BP - 2 | 403 - PUMP - CIRCULATION | 1BL032 | Bell & Gossett | PL - 55 |  | 2021-08-10
20 - Heating | Pump - Heating Systems - HP - 1 | pump heating systems | HP - 1 | 403 - PUMP - CIRCULATION | 803474AF12 | Bell & Gossett | E - 80
20 - Heating | Pump - Heating Systems - HP - 2 | pump heating systems | HP - 2 | 403 - PUMP - CIRCULATION | 803474CF12 | Bell & Gossett | E - 80 |  | 2021-08-15
25 - Refrigeration | Chiller 1 - Scroll | chiller scroll |  | 111 - COMPRESSOR - SCROLL | C10BQ1041 | MOTIVE AIR | MPC-FC 3000/B-ES |  | 2017-01-06 | R410A | 18.41 | 22
25 - Refrigeration | Condenser - Air Cooled - Trane Condensing Unit | condenser air cooled trane condensing unit |  | 150 - CONDENSER - AIR COOLED | L81G25697 | TRANE | CGAA0103CC53CC5C4A361C
30 - Ventilation / Air Distribution | Condenser-Evaporative | condenser evaporative |  | 142 - CONDENSER - EVAPORATIVE (COOLING TOWER)
25 - Refrigeration | Dry Cooler - KeepRite | dry cooler keeprite |  | 180 - COOLING TOWER | NE5128213 | KEEPRITE | KDF2120
30 - Ventilation / Air Distribution | Fan - Exhaust - Aerofoil | fan exhaust aerofoil |  | 270 - FAN - EXHAUST | 81RO | AERO FOIL | 946296 |  | 1954-04-01
30 - Ventilation / Air Distribution | Humidifier | humidifier |  | 350 - HUMIDIFIER
25 - Refrigeration | CHILLED WATER PUMP GROUP PU-5-6 | chilled water pump | PU-5-6 | 406 - PUMP - COOLING
25 - Refrigeration | CHILLED WATER PUMP GROUP PU-5-6 | chilled water pump | PU-5-6 | 406 - PUMP - COOLING
30 - Ventilation / Air Distribution | Fan-Unit Ventilator | fan unit ventilator |  | 281 - FAN UNIT VENTILATOR
20 - Heating | Heater - Electric, Baseboard | heater electric baseboard |  | 343 - HEATER - ELECTRIC - BASEBOARD
20 - Heating | UH-1, UNIT HEATER | unit heater | UH - 1 | 520 - UNIT HEATER | C43848-UH-1 | Engineered Air | HUH - 1
30 - Ventilation / Air Distribution | Fan Coil Unit - Blower Unit - BC-3 | fan coil unit blower unit | BC-3 | 280 - FAN COIL UNIT (CABINET HEATER - COOLER) | SLPD161100046 | Daikin | LAH007ADV
30 - Ventilation / Air Distribution | Fan Coil Unit - Blower Unit - BC-1 | fan coil unit blower unit | BC-1 | 280 - FAN COIL UNIT (CABINET HEATER - COOLER) | TE51282/1 | KEEPRITE | KLS106H
30 - Ventilation / Air Distribution | Fan Coil Unit - Blower Unit - BC-2 | fan coil unit blower unit | BC-2 | 280 - FAN COIL UNIT (CABINET HEATER - COOLER) | TE51282/2 | KEEPRITE | KLS108H
25 - Refrigeration | Air Conditioner - Packaged - 21 Ton | air conditioner packaged |  | 025 - AIR CONDITIONER - PACKAGED >= 5.4 TONS | 56510 | ENGINEERED AIR | FWE-224-0 |  |  | R410A | 21.77 | 20
25 - Refrigeration | Air Conditioner - Packaged - 20 Ton | air conditioner packaged | RTU-1 | 025 - AIR CONDITIONER - PACKAGED >= 5.4 TONS | B35443 | Engineered Air | FWA-224-0 |  | 2003-01-01 | R407C | 9.0718 | 20
25 - Refrigeration | ACU GROUP AC-1-3 | acu | AC-1-3 | [7 empty] | 3 | 3
20 - Heating | Controls - System | controls system |  | 154 - CONTROLS - SYSTEM
20 - Heating | Controls - Gas Analyser | controls gas analyser |  | 158 - CONTROLS - GAS ANALYZER
20 - Heating | Pump -General | pump general |  | 400 - PUMP - GENERAL
20 - Heating | Furnace - Warm Air (Gas or Oil) | furnace warm air |  | 340 - FURNACE - WARM AIR (GAS OR OIL) | 5803A 58283 | LENNOX ELITE SERIES | G50DF-36A-070-03
25 - Refrigeration | Air Conditioner, Split | air conditioner split | CU-1 | 030 - AIR CONDITIONER - SPLIT >= 5.4 TONS | 5803B 28892 | Lennox | HS29-030-2P |  | 2003-01-01 | R22 | 2.5 | 0.1
25 - Refrigeration | Air Conditioners / Heat Pump - Split System | air conditioners heat pump split system |  | 030 - AIR CONDITIONER - SPLIT >= 5.4 TONS | 1919d17750 | Ducane | 4ac13L3p-10a |  |  | R410A | 2.31 | 2.5
25 - Refrigeration | Glycol Dry Cooler | glycol dry cooler | AC-1 | 180 - COOLING TOWER | 6103017596 | ELECTROHOME | A1602
30 - Ventilation / Air Distribution | Supply/Exhaust Fan | supply exhaust fan |  | 270 - FAN - EXHAUST
30 - Ventilation / Air Distribution | Fan-Unit Ventilator | fan unit ventilator |  | 281 - FAN UNIT VENTILATOR
20 - Heating | Heating | heating |  | 520 - UNIT HEATER
25 - Refrigeration | Air Conditioner, Window Unit | air conditioner window unit |  | 035 - AIR CONDITIONER - WINDOW | [6 empty] | 0.1 | 0.1
25 - Refrigeration | Air Conditioner, Window Unit | air conditioner window unit |  | 035 - AIR CONDITIONER - WINDOW | B103017596 | ELECTROHOME | A1602 |  |  |  | 0.1 | 0.1
30 - Ventilation / Air Distribution | Blower Unit - LENNOX | blower unit |  | 009 - AERATOR - BLOWER | 5187E11987 | LENNOX | CB18-51-1P
20 - Heating | Furnace - LENNOX | furnace |  | 340 - FURNACE - WARM AIR (GAS OR OIL) | N/A | LENNOX | G8R-137
20 - Heating | Economizer | economizer |  | 245 - ECONOMIZER
25 - Refrigeration | Condenser - LENNOX | condenser |  | 150 - CONDENSER - AIR COOLED |  | LENNOX
25 - Refrigeration | Glycol Dry Cooler | glycol dry cooler |  | 180 - COOLING TOWER
30 - Ventilation / Air Distribution | Fan | fan |  | 270 - FAN - EXHAUST
30 - Ventilation / Air Distribution | Humidifier | humidifier |  | 350 - HUMIDIFIER
30 - Ventilation / Air Distribution | Fan Assembly | fan assembly |  | 260 - FAN ASSEMBLY - SUPPLY - RETURN
30 - Ventilation / Air Distribution | Fan-Unit Ventilator | fan unit ventilator |  | 281 - FAN UNIT VENTILATOR
20 - Heating | Heating | heating |  | 520 - UNIT HEATER
20 - Heating | Heater | heater |  | 344 - HEATER - ELECTRIC - UNIT
25 - Refrigeration | Split AC | split |  | 025 - AIR CONDITIONER - PACKAGED >= 5.4 TONS | 1618k16527 | Airease | 4SCU16LE160P-1 |  |  | R410A | 5.44 | 5
20 - Heating | Controls | controls |  | 153 - CONTROLS - ELECTRIC AND ELECTRONIC
25 - Refrigeration | Compressed Air Dryer | compressed air dryer |  | 147 - COMPRESSED AIR DRYER
30 - Ventilation / Air Distribution | Exhaust Fan | exhaust fan |  | 270 - FAN - EXHAUST
20 - Heating | Heating | heating |  | 520 - UNIT HEATER
20 - Heating | Electrical Wall Heater | electrical wall heater |  | 343 - HEATER - ELECTRIC - BASEBOARD
25 - Refrigeration | Air Conditioner, Window Unit - Carrier | air conditioner window unit |  | 035 - AIR CONDITIONER - WINDOW | 3196B35317 | CARRIER | XCB183L |  |  |  | 1 | 1.5
25 - Refrigeration | Air Conditioners / Heat Pump - Packaged | air conditioners heat pump packaged |  | 025 - AIR CONDITIONER - PACKAGED >= 5.4 TONS | 2102H07051 | Friedrich | CCW18B30A |  |  | R410A | 1 | 1.5
20 - Heating | Furnace - Warm Air (Gas or Oil) | furnace warm air |  | 340 - FURNACE - WARM AIR (GAS OR OIL) | 0998A14335 | BRYANT Plus 80 | 376CAV036096 |  | 1998-09-01
25 - Refrigeration | Air Conditioner, Split | air conditioner split | CU-1 | 030 - AIR CONDITIONER - SPLIT >= 5.4 TONS | 0900E13944 | CARRIER | 38TKB024300 |  | 2000-01-01 |  | 2 | 2.41
20 - Heating | Heater | heater |  | 344 - HEATER - ELECTRIC - UNIT
25 - Refrigeration | Air Conditioner, Window Unit | air conditioner window unit |  | 035 - AIR CONDITIONER - WINDOW | 7441946459 | ELECTROHOME | A-801 |  |  |  | 0.1 | 0.1
25 - Refrigeration | Air conditioner - Packaged | air conditioner packaged | AC-1 | 025 - AIR CONDITIONER - PACKAGED >= 5.4 TONS | 7441946459 | ELECTROHOME | A-801 |  |  |  | 0.1 | 0.1
30 - Ventilation / Air Distribution | Fan-Unit Ventilator | fan unit ventilator |  | 281 - FAN UNIT VENTILATOR
20 - Heating | Heating | heating |  | 520 - UNIT HEATER
25 - Refrigeration | Air Conditioner | air conditioner | AC-1 | 025 - AIR CONDITIONER - PACKAGED >= 5.4 TONS | 062C81250495 | Bard | 24WA2/ZYWAA |  |  | R22 | 1.55 | 2
20 - Heating | Furnace | furnace |  | 340 - FURNACE - WARM AIR (GAS OR OIL) | 5801C 11865 | LENNOX | G40UH-36B-090-02 |  | 2002-01-01
20 - Heating | Furnace | furnace |  | 340 - FURNACE - WARM AIR (GAS OR OIL) | 5800L 55842 | LENNOX | G40UH-60D-155-01 |  | 2002-01-01
20 - Heating | Furnace | furnace |  | 340 - FURNACE - WARM AIR (GAS OR OIL) | MGH9511-03102 | INTERTHERM | MGHB-070ABFC-05 |  | 2007-01-01
20 - Heating | Economizer | economizer |  | 245 - ECONOMIZER
25 - Refrigeration | Air Conditioner - Split - 5 Ton | air conditioner split | BL-1 | 059 - AIR CONDITIONER - SPLIT < 5.4 TONS | 4MO69 | CARRIER | 40RR008 |  | 1970-01-01 | R22 | 15.4 | 5
25 - Refrigeration | Air Conditioner - Split - 5 Ton | air conditioner split | CU-3 | 059 - AIR CONDITIONER - SPLIT < 5.4 TONS | 5899L-54940 | LENNOX | HS29-060-9Y |  | 1999-01-01 | R22 | 15.4 | 5
25 - Refrigeration | Air Conditioner - Split - 5 Ton | air conditioner split | CU-1 | 059 - AIR CONDITIONER - SPLIT < 5.4 TONS | 5801C-05473 | LENNOX | HS29-060-9Y |  | 2001-01-01 | R438A | 15.4 | 5
25 - Refrigeration | Air Conditioner - Split - 5 Ton | air conditioner split | CU-2 | 059 - AIR CONDITIONER - SPLIT < 5.4 TONS | 0 | LENNOX | HS29-060-9Y |  | 2001-01-01 | R22 | 15.4 | 5
25 - Refrigeration | Condenser | condenser |  | 150 - CONDENSER - AIR COOLED
25 - Refrigeration | Glycol Dry Cooler | glycol dry cooler | AC-1 | 180 - COOLING TOWER | LP384021315X | Fedders | A6Q10F2A
30 - Ventilation / Air Distribution | Exhaust Fan | exhaust fan |  | 270 - FAN - EXHAUST |  | BROAN |  |  | 2002-01-01
30 - Ventilation / Air Distribution | Exhaust Fan | exhaust fan |  | 270 - FAN - EXHAUST |  | GREENHECK
30 - Ventilation / Air Distribution | Humidifier | humidifier |  | 350 - HUMIDIFIER |  |  |  |  | 1970-01-01
30 - Ventilation / Air Distribution | Humidifier | humidifier |  | 350 - HUMIDIFIER
30 - Ventilation / Air Distribution | Fan Assembly | fan assembly |  | 260 - FAN ASSEMBLY - SUPPLY - RETURN
30 - Ventilation / Air Distribution | Fan-Unit Ventilator | fan unit ventilator |  | 281 - FAN UNIT VENTILATOR
20 - Heating | Heater | heater |  | 344 - HEATER - ELECTRIC - UNIT
25 - Refrigeration | Air Conditioner, Window Unit 1 | air conditioner window | Unit 1 | 035 - AIR CONDITIONER - WINDOW |  | UBERHAUS | GJC08BK |  | 2016-01-01 | R410A | 2.2 | 0.66
25 - Refrigeration | Air Conditioner, Window Unit 2 | air conditioner window | Unit 2 | 035 - AIR CONDITIONER - WINDOW |  | FRIEDRICH | CP12G10A |  | 2016-01-01 | R410A | 2.5 | 1
25 - Refrigeration | Air Conditioner - Packaged - 4 Ton | air conditioner packaged | AC-1 | 054 - AIR CONDITIONER - PACKAGED < 5.4 TONS | 309C163309725-02 | BARD | W36A2 - A0ZWPXXXJ |  | 2016-01-01 | R410A | 9.5 | 3
25 - Refrigeration | Air conditioner - Packaged | air conditioner packaged | AC-2 | 025 - AIR CONDITIONER - PACKAGED >= 5.4 TONS | EEV99404 | Friedrich | CP08E10 |  |  |  | 0.1 | 0.1
20 - Heating | BAS | bas |  | 153 - CONTROLS - ELECTRIC AND ELECTRONIC
25 - Refrigeration | Compressed Air Dryer | compressed air dryer |  | 147 - COMPRESSED AIR DRYER |  | PURE GAS | P4200W |  | 2016-01-01
30 - Ventilation / Air Distribution | Fan-Unit Ventilator | fan unit ventilator |  | 281 - FAN UNIT VENTILATOR
20 - Heating | Heating | heating |  | 520 - UNIT HEATER
25 - Refrigeration | CONDENSER - Air Cooled - AHU-1 | condenser air cooled | AHU-1 | 150 - CONDENSER - AIR COOLED | F90 17620 | CLIMATE MASTER | ULA 501D |  | 1990-01-12 | R22 | 3.18 | 5
30 - Ventilation / Air Distribution | Fan - Exhaust | fan exhaust |  | 270 - FAN - EXHAUST
30 - Ventilation / Air Distribution | Fan-Unit Ventilator | fan unit ventilator |  | 281 - FAN UNIT VENTILATOR
20 - Heating | Heating | heating |  | 520 - UNIT HEATER
20 - Heating | Furnace - Warm Air (Gas or Oil) | furnace warm air |  | 340 - FURNACE - WARM AIR (GAS OR OIL) | 1714J02680251650D57L | LENNOX | ML193UH070XP36B57 |  | 2014-01-01
25 - Refrigeration | Air Conditioner, Split - 5 Ton | air conditioner split | CU-2 | 059 - AIR CONDITIONER - SPLIT < 5.4 TONS | 5190K0054 | LENNOX | HS16511V8P |  | 1990-01-01 | R22 | 4.1 | 5
25 - Refrigeration | Air Conditioner, Split - 5 Ton | air conditioner split | CU-1 | 059 - AIR CONDITIONER - SPLIT < 5.4 TONS | 5190K00531 | LENNOX | HS16511V8P |  | 1990-01-01 | R22 | 4.1 | 5
25 - Refrigeration | Air Conditioner, Split - 2.5 Ton | air conditioner split | AC-1 | 059 - AIR CONDITIONER - SPLIT < 5.4 TONS | 1914C32367 | LENNOX | 13ACX03023017 |  | 2014-01-01 | R410A | 2.3 | 2.5
30 - Ventilation / Air Distribution | Air Handling Unit | air handling unit |  | 050 - AIR HANDLING UNIT | N/A | DELHI | 212 |  | 1985-01-01
30 - Ventilation / Air Distribution | Air Handling Unit | air handling unit |  | 050 - AIR HANDLING UNIT | N/A | DELHI | 212 |  | 1985-01-01
30 - Ventilation / Air Distribution | Fan-Unit Ventilator | fan unit ventilator |  | 281 - FAN UNIT VENTILATOR
20 - Heating | Heating | heating |  | 520 - UNIT HEATER |  | REZNOR
20 - Heating | Unit Heater - Electric | unit heater electric |  | 344 - HEATER - ELECTRIC - UNIT | N/A | CHROMALOX | FRI830C |  | 1980-01-01
20 - Heating | Unit Heater | unit heater |  | 520 - UNIT HEATER | N/A | REZNOR | N/A |  | 1980-01-01
25 - Refrigeration | Air Conditioner, Window Unit | air conditioner window unit |  | 035 - AIR CONDITIONER - WINDOW | 6493069888 | ELECTROHOME | A1602 |  | 1974-01-01 |  | 0.1 | 0.1
25 - Refrigeration | Glycol Dry Cooler | glycol dry cooler | AC-1 | 180 - COOLING TOWER | 998-P30015-A | Comfort Air | W48C800B3F00A
30 - Ventilation / Air Distribution | Fan-Unit Ventilator | fan unit ventilator |  | 281 - FAN UNIT VENTILATOR
20 - Heating | Heating | heating |  | 520 - UNIT HEATER
25 - Refrigeration | Air Conditioner | air conditioner | CU-1 | 025 - AIR CONDITIONER - PACKAGED >= 5.4 TONS | 664 | Lennox | HS6-651VT |  |  |  | 0.1 | 5.4
25 - Refrigeration | Air Conditioners / Heat Pump - Packaged | air conditioners heat pump packaged |  | 025 - AIR CONDITIONER - PACKAGED >= 5.4 TONS | 788099-001 | Liebert | EY060SRY00T8099 |  |  | R22 | 3.2 | 5
25 - Refrigeration | Air Conditioners / Heat Pump - Packaged | air conditioners heat pump packaged |  | 025 - AIR CONDITIONER - PACKAGED >= 5.4 TONS | 99B-P30015-A | Comfort Aire | W48C800B3F00A |  |  | R22 | 2.3 | 2
30 - Ventilation / Air Distribution | Fan-Unit Ventilator | fan unit ventilator |  | 281 - FAN UNIT VENTILATOR
20 - Heating | Heating | heating |  | 520 - UNIT HEATER
25 - Refrigeration | Air Conditioner - 0.75 TON - WAC-1 | air conditioner | WAC-1 | 025 - AIR CONDITIONER - PACKAGED >= 5.4 TONS | LDEK00789 | FRIEDRECH | ZQ08C10 |  | 2007-01-01 | R22 | 0.301 | 0.75
25 - Refrigeration | Air Conditioner, Split - Evaporator | air conditioner split evaporator |  | 030 - AIR CONDITIONER - SPLIT >= 5.4 TONS | 5170E08216 | LENNOX | CB2-26FF |  | 1970-01-01 |  | 5.4 | 0.1
25 - Refrigeration | Air Conditioner, Split - Condensing Unit | air conditioner split condensing unit |  | 030 - AIR CONDITIONER - SPLIT >= 5.4 TONS |  | LENNOX CONDENSING | 5170J19668 |  | 1980-04-01 |  | 0.1 | 5.4
30 - Ventilation / Air Distribution | Fan-Unit Ventilator | fan unit ventilator |  | 281 - FAN UNIT VENTILATOR
20 - Heating | Heating | heating |  | 520 - UNIT HEATER
20 - Heating | Furnace - Warm Air (Gas or Oil) | furnace warm air |  | 340 - FURNACE - WARM AIR (GAS OR OIL) | 5802A08974 | LENNOX ELITE SERIES | G50DF-36B-090-03
25 - Refrigeration | Air Conditioner, Split | air conditioner split | CU-1 | 030 - AIR CONDITIONER - SPLIT >= 5.4 TONS | 5802-24526 | Lennox | HS2E-036-3P |  |  |  | 0.1 | 5.4
25 - Refrigeration | Glycol Dry Cooler | glycol dry cooler | AC-1 | 180 - COOLING TOWER | 9402182644 | ELECTROHOME | A1201
30 - Ventilation / Air Distribution | Fan-Unit Ventilator | fan unit ventilator |  | 281 - FAN UNIT VENTILATOR
20 - Heating | Heating | heating |  | 520 - UNIT HEATER
25 - Refrigeration | Air Conditioner, Window Unit | air conditioner window unit |  | 035 - AIR CONDITIONER - WINDOW | 9402182644 | ELECTROHOME | A1201 |  |  |  | 0.1 | 0.1
20 - Heating | Furnace - Warm Air (Gas or Oil) | furnace warm air |  | 340 - FURNACE - WARM AIR (GAS OR OIL) | 5894L19438 | Lennox Whisper Heat | G20RQ3E-75H-5
25 - Refrigeration | Air Conditioner, Split | air conditioner split | CU-1 | 030 - AIR CONDITIONER - SPLIT >= 5.4 TONS | 685 | LENNOX | CE-2-21-265 |  |  |  | 0.1 | 5.4
30 - Ventilation / Air Distribution | Fan-Unit Ventilator | fan unit ventilator |  | 281 - FAN UNIT VENTILATOR
20 - Heating | Heating | heating |  | 520 - UNIT HEATER
25 - Refrigeration | Air Conditioner - Packaged - 1 Ton | air conditioner packaged | AC-1 | 025 - AIR CONDITIONER - PACKAGED >= 5.4 TONS | [6 empty] | 1 | 1
20 - Heating | Furnace | furnace |  | 340 - FURNACE - WARM AIR (GAS OR OIL) | NA | LENNOX | G50UHI SERIES |  | 2012-01-01
20 - Heating | Economizer | economizer |  | 245 - ECONOMIZER
25 - Refrigeration | Air Conditioner - Split - 4 Ton | air conditioner split | CU-1 | 059 - AIR CONDITIONER - SPLIT < 5.4 TONS |  | LENNOX | 5469J01799 |  | 1997-01-01 | R22 | 2.23 | 4
25 - Refrigeration | Air Conditioner - Split - 2.5 Ton | air conditioner split | AC-1 | 059 - AIR CONDITIONER - SPLIT < 5.4 TONS | Q15036 | WESTINGHOUSE | UB030KOW |  | 1992-01-01 | R22 | 1.69 | 2.5
25 - Refrigeration | Condenser | condenser |  | 150 - CONDENSER - AIR COOLED
30 - Ventilation / Air Distribution | Fan | fan |  | 270 - FAN - EXHAUST | SD120312 | canarm | S12-E1 |  | 2019-01-01
30 - Ventilation / Air Distribution | Air Handling Unit | air handling unit |  | 050 - AIR HANDLING UNIT | 7908289 | PEERLESS | NV22 |  | 1992-01-01
30 - Ventilation / Air Distribution | Humidifier | humidifier |  | 350 - HUMIDIFIER
30 - Ventilation / Air Distribution | Fan Assembly | fan assembly |  | 260 - FAN ASSEMBLY - SUPPLY - RETURN
30 - Ventilation / Air Distribution | Fan-Unit Ventilator | fan unit ventilator |  | 281 - FAN UNIT VENTILATOR
20 - Heating | Heater | heater |  | 344 - HEATER - ELECTRIC - UNIT
20 - Heating | Heater - Gas | heater gas |  | 520 - UNIT HEATER | 5618K11257 | ADP | FSAN-45-1-2-1 |  | 2019-01-02
20 - Heating | Controls | controls |  | 153 - CONTROLS - ELECTRIC AND ELECTRONIC
25 - Refrigeration | Compressed Air Dryer | compressed air dryer |  | 147 - COMPRESSED AIR DRYER
20 - Heating | Furnace | furnace |  | 340 - FURNACE - WARM AIR (GAS OR OIL) | 5801K51089 | LENNOX | G40DF-36B-090-02 |  | 2012-01-01
25 - Refrigeration | Air Conditioner, Split - Evap Coil | air conditioner split evap coil |  | 030 - AIR CONDITIONER - SPLIT >= 5.4 TONS | 5171B02932 | LENNOX | CR2-26FF |  | 1971-01-01 |  | 5.4 | 0.1
25 - Refrigeration | Air Conditioner - Split - 2 Ton | air conditioner split | Unit 1 | 059 - AIR CONDITIONER - SPLIT < 5.4 TONS | 1613F02345 | ARMSTRONG AIR | 4SCU13LE124P-5 |  | 2016-01-01 | R410A | 1.99 | 2
30 - Ventilation / Air Distribution | Supply Fan | supply fan |  | 260 - FAN ASSEMBLY - SUPPLY - RETURN | NA | NA | NA
30 - Ventilation / Air Distribution | Fan-Unit Ventilator | fan unit ventilator |  | 281 - FAN UNIT VENTILATOR
20 - Heating | Economizer | economizer |  | 245 - ECONOMIZER
25 - Refrigeration | Condenser | condenser |  | 150 - CONDENSER - AIR COOLED
30 - Ventilation / Air Distribution | Fan | fan |  | 270 - FAN - EXHAUST
30 - Ventilation / Air Distribution | Humidifier | humidifier |  | 350 - HUMIDIFIER
30 - Ventilation / Air Distribution | Fan Assembly | fan assembly |  | 260 - FAN ASSEMBLY - SUPPLY - RETURN
30 - Ventilation / Air Distribution | Fan-Unit Ventilator | fan unit ventilator |  | 281 - FAN UNIT VENTILATOR
20 - Heating | Heating | heating |  | 520 - UNIT HEATER
20 - Heating | Heater | heater |  | 344 - HEATER - ELECTRIC - UNIT
20 - Heating | Controls | controls |  | 153 - CONTROLS - ELECTRIC AND ELECTRONIC
25 - Refrigeration | Compressed Air Dryer | compressed air dryer |  | 147 - COMPRESSED AIR DRYER
30 - Ventilation / Air Distribution | Pump - Sump | pump sump |  | 410 - PUMP - SUMP
20 - Heating | Furnace - Warm Air (Gas or Oil) | furnace warm air | FU2 | 339 - FURNACE - WARM AIR (ELECTRIC) | 6376C04288 | LENNOX | G8-90-1 |  | 1996-01-01
20 - Heating | Furnace - Warm Air (Gas or Oil) | furnace warm air | FU1 | 339 - FURNACE - WARM AIR (ELECTRIC) | 5803L 15159 | LENNOX | G50UH-60D-155-06 |  | 2001-01-01
20 - Heating | FURNACE GROUP FU-1-2 | furnace | FU-1-2 | 340 - FURNACE - WARM AIR (GAS OR OIL)
25 - Refrigeration | Air Conditioner - Split - CU-1 | air conditioner split | CU-1 | 059 - AIR CONDITIONER - SPLIT < 5.4 TONS | 5899E27919 | LENNOX | HS29-060-9Y |  | 1999-01-01 | R22 | 3 | 5
25 - Refrigeration | Air Conditioner - Split - CU-2 | air conditioner split | CU-2 | 059 - AIR CONDITIONER - SPLIT < 5.4 TONS | 5803E17548 | LENNOX | HS26-060-3Y |  | 2003-01-01 | R22 | 4 | 5
25 - Refrigeration | Air Conditioner - Split - CU-3 | air conditioner split | CU-3 | 059 - AIR CONDITIONER - SPLIT < 5.4 TONS | 5899A24101 | LENNOX | HS29-048-9Y |  | 1999-01-01 | R22 | 2 | 4
30 - Ventilation / Air Distribution | Air Handling Unit | air handling unit | BU1 | 050 - AIR HANDLING UNIT | 5475K01643 | LENNOX | B3-65-1 |  | 1991-01-01
30 - Ventilation / Air Distribution | Air Handling Unit | air handling unit | BU2 | 050 - AIR HANDLING UNIT | W030465257 | MAGIC AIRE | 60-BVX-B |  | 2003-01-01
30 - Ventilation / Air Distribution | AHU-1, AIR HANDLING UNIT | air handling unit | AHU-1 | 050 - AIR HANDLING UNIT
30 - Ventilation / Air Distribution | Fan-Unit Ventilator | fan unit ventilator |  | 281 - FAN UNIT VENTILATOR |  |  |  |  | 1996-01-01
30 - Ventilation / Air Distribution | SF-1, SUPPLY FAN | supply fan | SF-1 | 260 - FAN ASSEMBLY - SUPPLY - RETURN
20 - Heating | Heating | heating |  | 520 - UNIT HEATER
20 - Heating | Furnace | furnace |  | 340 - FURNACE - WARM AIR (GAS OR OIL)
20 - Heating | Economizer | economizer |  | 245 - ECONOMIZER
25 - Refrigeration | Condenser | condenser |  | 150 - CONDENSER - AIR COOLED
30 - Ventilation / Air Distribution | Fan | fan |  | 270 - FAN - EXHAUST
30 - Ventilation / Air Distribution | Humidifier | humidifier |  | 350 - HUMIDIFIER
30 - Ventilation / Air Distribution | Fan Assembly | fan assembly |  | 260 - FAN ASSEMBLY - SUPPLY - RETURN
30 - Ventilation / Air Distribution | Fan-Unit Ventilator | fan unit ventilator |  | 281 - FAN UNIT VENTILATOR
20 - Heating | Heating | heating |  | 520 - UNIT HEATER
20 - Heating | Heater | heater |  | 344 - HEATER - ELECTRIC - UNIT
20 - Heating | Controls | controls |  | 153 - CONTROLS - ELECTRIC AND ELECTRONIC
25 - Refrigeration | Compressed Air Dryer | compressed air dryer |  | 147 - COMPRESSED AIR DRYER
30 - Ventilation / Air Distribution | Fan - Exhaust | fan exhaust |  | 270 - FAN - EXHAUST
20 - Heating | Heating | heating |  | 520 - UNIT HEATER
25 - Refrigeration | Air Conditioner | air conditioner | CU-1 | 025 - AIR CONDITIONER - PACKAGED >= 5.4 TONS | 5801B05956 | Lennox | 10ACB18-4P |  |  | R22 | 1.9 | 1.5
25 - Refrigeration | Air Conditioners / Heat Pump - Packaged | air conditioners heat pump packaged |  | 025 - AIR CONDITIONER - PACKAGED >= 5.4 TONS | AGDK00834 | Friedrich | Cp18p30B |  |  | R32 | 0.5 | 1.5
25 - Refrigeration | Air Conditioners / Heat Pump - Packaged | air conditioners heat pump packaged |  | 025 - AIR CONDITIONER - PACKAGED >= 5.4 TONS | AGDK00834 | Friedrich | Cp18p30B |  |  | R32 | 0.5 | 1.5
25 - Refrigeration | Air Conditioners - WINDOW - 1 TON - WAC-1 | air conditioners window | WAC-1 | 035 - WINDOW UNIT | ACMK03087 | Friedrich | CP12G10A |  | 2021-08-16 | R410A | 0.54 | 1
30 - Ventilation / Air Distribution | Fan - Exhaust | fan exhaust |  | 270 - FAN - EXHAUST
30 - Ventilation / Air Distribution | Fan-Unit Ventilator | fan unit ventilator |  | 281 - FAN UNIT VENTILATOR
20 - Heating | Heating | heating |  | 520 - UNIT HEATER
20 - Heating | Water tube boiler #1 | water tube boiler | Boiler#1 | 070 - BOILER - HOT WATER | 900446 | WEIL-MCLAIN | PFG-5-Pi |  | 2019-01-01
20 - Heating | Water tube boiler #2 | water tube boiler | Boiler#2 | 070 - BOILER - HOT WATER | 900445 | WEIL-MCLAIN | PFG-5-Pi |  | 2019-01-01
20 - Heating | Heating Circ Pump | heating circ pump | Pump #1 | 403 - PUMP - CIRCULATION | 20000005238 | WILO | TOP- S1.5 x 40 |  | 2016-06-10
20 - Heating | Expansion Tank | expansion tank |  | 478 - EXPANSION TANK |  | EXTROL | SX 40 V
25 - Refrigeration | A/C Split CU-3 | split | CU#3 | 030 - AIR CONDITIONER - SPLIT >= 5.4 TONS | 5818K02453 | LENNOX | TSA060S4N45Y |  | 1979-01-01 | R410A | 6.35 | 5
25 - Refrigeration | A/C Split CU 2 | split | CU 2 | 030 - AIR CONDITIONER - SPLIT >= 5.4 TONS | 3166 | ENGINEERED AIR | CU82 |  | 1976-01-01 | R22 | 2 | 2
25 - Refrigeration | Air Conditioner - Split -7.5 Ton | air conditioner split |  | 030 - AIR CONDITIONER - SPLIT >= 5.4 TONS | 5618M04107 | lennox | ELS090S4ST1Y |  | 2019-03-01 | R410A | 6.8 | 7.5
25 - Refrigeration | Air Conditioner - Split - 5 Ton | air conditioner split |  | 059 - AIR CONDITIONER - SPLIT < 5.4 TONS | 5801F59188 | LENNOX | HS29-060-9Y |  | 2001-01-01 | R22 | 3.46 | 5
25 - Refrigeration | Air Conditioner - Split - 5Ton | air conditioner split |  | 059 - AIR CONDITIONER - SPLIT < 5.4 TONS | 5818K02453 | Lennox | TSA060S4N45Y |  | 2019-03-01 | R410A | 6.36 | 5
25 - Refrigeration | Air Conditioners - Split System - 5 ton | air conditioners split system |  | 030 - AIR CONDITIONER - SPLIT >= 5.4 TONS | 1521D41457 / 1621809587 | Allied Air | BCESE60MA4X-50 / 45CU13LE160P-5 |  |  | R410A | 4.09 | 5
25 - Refrigeration | A/C Split Evap Coil CU-4 | split evap coil | CU-4 | 130 - COOLING COIL - EVAPORATOR | 5186A36930 | LENNOX EVAPORATOR | CB18-26-2P |  | 1986-01-01
25 - Refrigeration | A/C Split Evap Coil CU-3 | split evap coil | CU-3 | 130 - COOLING COIL - EVAPORATOR | 5480A 09695 | LENNOX | CH3-65-1FF
25 - Refrigeration | A/C Split- Evap Coil CU 1A | split evap coil cu |  | 130 - COOLING COIL - EVAPORATOR | 5480A 09681 | LENNOX | CH3-65-1FF |  | 1980-01-01
25 - Refrigeration | A/C Split Evap Coil CU 2 | split evap coil | CU 2 | 130 - COOLING COIL - EVAPORATOR |  | ENGINEERED AIR | LM |  | 1975-01-01
30 - Ventilation / Air Distribution | Fan - Exhaust | fan exhaust |  | 270 - FAN - EXHAUST |  | Penn Ventilator company | Z-7
30 - Ventilation / Air Distribution | Fan-Exhaust | fan exhaust |  | 270 - FAN - EXHAUST |  | LEIGH METAL PRODUCTS ltd | 5518 |  | 1970-01-01
30 - Ventilation / Air Distribution | Supply Fan #1 | supply | Fan #1 | 260 - FAN ASSEMBLY - SUPPLY - RETURN |  | ENGINEERED AIR | Model T.D |  | 1975-01-01
30 - Ventilation / Air Distribution | Supply Fan #2 | supply | Fan #2 | 260 - FAN ASSEMBLY - SUPPLY - RETURN |  | ENGINEERED AIR | Model TD |  | 1975-01-01
30 - Ventilation / Air Distribution | Fan-Unit Ventilator | fan unit ventilator |  | 281 - FAN UNIT VENTILATOR | D24294 | Joy Manufacturing Co. | DC14C
20 - Heating | Convectors | convectors |  | 160 - CONVECTOR - HOT WATER
20 - Heating | Unit Heater | unit heater |  | 520 - UNIT HEATER | 475207 | Trane | 76H
25 - Refrigeration | A/C Packaged RTU 101 | packaged rtu | RTU 101 | 025 - AIR CONDITIONER - PACKAGED >= 5.4 TONS | B33473-101BRKS | ENGINEERED AIR | FWA-224-0 |  | 2002-03-01 | R407C | 9 | 20
20 - Heating | Heating Pump Motor #1 | heating pump motor | HP Motor#1 | 239 - ELECTRIC MOTOR |  | 45250AX10AC Motor CGE
20 - Heating | Heat Pump Motor #2 | heat pump motor | HP Motor#2 | 239 - ELECTRIC MOTOR | C242 | AO Smith | C242BW9-275
25 - Refrigeration | Delhi Blower Motor (for CU-3) | delhi blower motor | CU-3 | 239 - ELECTRIC MOTOR | E 731815 | Powerbloc Leroy Summer | L51457
25 - Refrigeration | Delhi Blower Motor (for CU 1A) | delhi blower motor |  | 239 - ELECTRIC MOTOR | K1415 NH5150006 | GE | SK47PG1822AT
30 - Ventilation / Air Distribution | Electric Motor-Supply Fan#1 | electric motor supply | Fan#1 | 239 - ELECTRIC MOTOR
30 - Ventilation / Air Distribution | Electric Motor-Supply Fan#2 | electric motor supply | Fan#2 | 239 - ELECTRIC MOTOR
20 - Heating | Heating Circ Pump #2 | heating circ | Heat Pump #2 | 400 - PUMP - GENERAL | C2N10 | TACO CANADA | 1615-5.8 |  | 2009-01-01
30 - Ventilation / Air Distribution | Exhaust Fan | exhaust fan |  | 270 - FAN - EXHAUST |  | CANADIAN SIROCCO | G55360-2 |  | 1970-01-01
30 - Ventilation / Air Distribution | Fan-Unit Ventilator | fan unit ventilator |  | 281 - FAN UNIT VENTILATOR
20 - Heating | Radiant Heater | radiant heater |  | 519 - HEATER - RADIANT |  | GE
20 - Heating | Radiant Heater | radiant heater |  | 519 - HEATER - RADIANT | 3100029339 | OUELETTE | ovs 1500 |  | 2010-12-01
20 - Heating | Radiant Heater | radiant heater |  | 519 - HEATER - RADIANT | NA | FEDERAL PIONEER | FA 27-20 |  | 1972-09-09
20 - Heating | Radiant Heater | radiant heater |  | 519 - HEATER - RADIANT |  | FEDERAL PIONEER |  |  | 1970-01-01
20 - Heating | Radiant Heater | radiant heater |  | 519 - HEATER - RADIANT |  | GE
25 - Refrigeration | Air Conditioner, Packaged - 1 Ton | air conditioner packaged | AC 2 | 054 - AIR CONDITIONER - PACKAGED < 5.4 TONS | 7356856 | CARRIER | 51TJ1211 |  | 1985-01-01 | R22 | 1 | 1
25 - Refrigeration | Air Conditioner, Packaged - 3 Ton | air conditioner packaged | AC 1 | 054 - AIR CONDITIONER - PACKAGED < 5.4 TONS | 10013 | ENGINEERED AIR | OWH - 3 |  |  | R22 | 1.36 | 3
30 - Ventilation / Air Distribution | Supply/Exhaust Fan | supply exhaust fan |  | 270 - FAN - EXHAUST
20 - Heating | Heating | heating |  | 520 - UNIT HEATER
25 - Refrigeration | Glycol Dry Cooler | glycol dry cooler |  | 180 - COOLING TOWER
30 - Ventilation / Air Distribution | Fan-Unit Ventilator | fan unit ventilator |  | 281 - FAN UNIT VENTILATOR
20 - Heating | Heating | heating |  | 520 - UNIT HEATER
25 - Refrigeration | Air Conditioner - Packaged - 1 Ton | air conditioner packaged |  | 025 - AIR CONDITIONER - PACKAGED >= 5.4 TONS | NO DATA | ELECTROHOME | NO DATA |  |  |  | 1 | 1
20 - Heating | Furnace - Warm Air (Gas or Oil) | furnace warm air |  | 340 - FURNACE - WARM AIR (GAS OR OIL) | 6379C92045 | LENNOX | GB-150-1
20 - Heating | Economizer | economizer |  | 245 - ECONOMIZER
25 - Refrigeration | Condenser | condenser |  | 150 - CONDENSER - AIR COOLED
30 - Ventilation / Air Distribution | Fan | fan |  | 270 - FAN - EXHAUST
30 - Ventilation / Air Distribution | Humidifier | humidifier |  | 350 - HUMIDIFIER
30 - Ventilation / Air Distribution | Fan Assembly | fan assembly |  | 260 - FAN ASSEMBLY - SUPPLY - RETURN
30 - Ventilation / Air Distribution | Fan-Unit Ventilator | fan unit ventilator |  | 281 - FAN UNIT VENTILATOR
20 - Heating | Heating | heating |  | 520 - UNIT HEATER
20 - Heating | Heater | heater |  | 344 - HEATER - ELECTRIC - UNIT
25 - Refrigeration | Air Conditioner - Packaged - 1 Ton | air conditioner packaged | CU-2 | 025 - AIR CONDITIONER - PACKAGED >= 5.4 TONS |  | LENNOX | CHA9-513-3y |  |  |  | 1 | 1
25 - Refrigeration | Air Conditioner, Packaged | air conditioner packaged | CU-1 | 025 - AIR CONDITIONER - PACKAGED >= 5.4 TONS |  | LENNOX | CHA9-513-3y |  |  |  | 4 | 5
20 - Heating | Controls | controls |  | 153 - CONTROLS - ELECTRIC AND ELECTRONIC
25 - Refrigeration | Compressed Air Dryer | compressed air dryer |  | 147 - COMPRESSED AIR DRYER
20 - Heating | Boiler | boiler |  | 340 - FURNACE - WARM AIR (GAS OR OIL)
20 - Heating | Economizer | economizer |  | 245 - ECONOMIZER
25 - Refrigeration | Condenser | condenser |  | 150 - CONDENSER - AIR COOLED
25 - Refrigeration | Glycol Dry Cooler | glycol dry cooler |  | 180 - COOLING TOWER
30 - Ventilation / Air Distribution | Fan | fan |  | 270 - FAN - EXHAUST
30 - Ventilation / Air Distribution | Humidifier | humidifier |  | 350 - HUMIDIFIER
30 - Ventilation / Air Distribution | Fan Assembly | fan assembly |  | 260 - FAN ASSEMBLY - SUPPLY - RETURN
30 - Ventilation / Air Distribution | Fan-Unit Ventilator | fan unit ventilator |  | 281 - FAN UNIT VENTILATOR
20 - Heating | Heating | heating |  | 520 - UNIT HEATER
20 - Heating | Heater | heater |  | 344 - HEATER - ELECTRIC - UNIT
25 - Refrigeration | Air Conditioner - Packaged - 5 Ton | air conditioner packaged |  | 025 - AIR CONDITIONER - PACKAGED >= 5.4 TONS | [6 empty] | 1 | 5
25 - Refrigeration | Air Conditioner, Window Unit - Window Mount | air conditioner window unit window mount |  | 035 - AIR CONDITIONER - WINDOW |  | ELECTROHOME | AC1601 |  |  |  | 0.1 | 0.1
20 - Heating | Controls | controls |  | 153 - CONTROLS - ELECTRIC AND ELECTRONIC
25 - Refrigeration | Compressed Air Dryer | compressed air dryer |  | 147 - COMPRESSED AIR DRYER
30 - Ventilation / Air Distribution | Fan-Unit Ventilator | fan unit ventilator |  | 281 - FAN UNIT VENTILATOR
20 - Heating | Heating | heating |  | 520 - UNIT HEATER
25 - Refrigeration | Air Conditioner - Packaged - 3.5 Ton - AC-1 | air conditioner packaged | AC-1 | 025 - AIR CONDITIONER - PACKAGED >= 5.4 TONS | CJ5869 | MARVAIR | AVP42ACA10C-1000-A1 |  | 1998-04-01 | R22 | 2.7 | 3.5
20 - Heating | Heating | heating |  | 520 - UNIT HEATER
25 - Refrigeration | Air Conditioner - Packaged - 8,000 BTU (0.6 Ton) | air conditioner packaged btu | WAC-1 | 025 - AIR CONDITIONER - PACKAGED >= 5.4 TONS | J962002526 | ELECTROHOME | AC1001C2 |  | 1996-04-19 | R22 | 0.5 | 0.66
25 - Refrigeration | Air Conditioner - Split - 3 Ton | air conditioner split | AC-1 | 059 - AIR CONDITIONER - SPLIT < 5.4 TONS | 6D09M03691 | LENNOX | CBXUH-036-230-1 |  | 2013-02-26 |  | 2.72 | 3
25 - Refrigeration | Condensing Unit - CU-1 | condensing unit | CU-1 | 150 - CONDENSER - AIR COOLED | 5813B00616 | LENNOX | XC14-036-230-1 |  | 2013-02-26
30 - Ventilation / Air Distribution | Fan-Unit Ventilator | fan unit ventilator |  | 281 - FAN UNIT VENTILATOR
30 - Ventilation / Air Distribution | Split Fan Coil C/W free cooling | split fan coil free cooling | BL-1 | 281 - FAN UNIT VENTILATOR | 5176H33464 | Lennox | CB11-21-1P
20 - Heating | Heating | heating |  | 520 - UNIT HEATER
20 - Heating | Gravity Heater EH-2 | gravity heater | EH-2 | 343 - HEATER - ELECTRIC - BASEBOARD |  | FPE | 845569
20 - Heating | Gravity flow wall mount heater | gravity flow wall mount heater | EH_3 | 343 - HEATER - ELECTRIC - BASEBOARD |  | FPE | 845569
20 - Heating | Electric Heater C/W Fan EH-3 | electric heater fan | EH-1 | 344 - HEATER - ELECTRIC - UNIT |  | WESTCAN | FA27-15
25 - Refrigeration | Air Conditioner, Split - AHU-1 | air conditioner split | AHU-1 | 030 - AIR CONDITIONER - SPLIT >= 5.4 TONS |  | LENNOX | HS16 65IU 3P |  |  | R22 | 4.2 | 5
25 - Refrigeration | Air Conditioner, Split - AHU-2 | air conditioner split | AHU-2 | 030 - AIR CONDITIONER - SPLIT >= 5.4 TONS |  | LENNOX | HS16 65IU 3P |  |  | R22 | 4.2 | 5
30 - Ventilation / Air Distribution | Fan-Unit Ventilator | fan unit ventilator |  | 281 - FAN UNIT VENTILATOR
20 - Heating | Heating | heating |  | 520 - UNIT HEATER
20 - Heating | Furnace | furnace | FU 1 | 340 - FURNACE - WARM AIR (GAS OR OIL) | 5802E 72198 | LENNOX | G50UH-36A-070-03 |  | 2002-01-01
20 - Heating | Economizer | economizer |  | 245 - ECONOMIZER
25 - Refrigeration | Air Conditioner, Split - 2.5 Ton | air conditioner split | AC 1 | 059 - AIR CONDITIONER - SPLIT < 5.4 TONS | 5802E 38639 | LENNOX | HS26-030-3P |  | 2002-01-01 | R22 | 2.2 | 2.5
25 - Refrigeration | Air Conditioner, Split - 2.5 Ton | air conditioner split |  | 059 - AIR CONDITIONER - SPLIT < 5.4 TONS | 6001B55227 | LENNOX | C33-30A-2F |  | 2001-01-01 | R22 | 2.2 | 2.5
25 - Refrigeration | Glycol Dry Cooler | glycol dry cooler |  | 180 - COOLING TOWER
30 - Ventilation / Air Distribution | Fan | fan |  | 270 - FAN - EXHAUST
30 - Ventilation / Air Distribution | Humidifier | humidifier |  | 350 - HUMIDIFIER
30 - Ventilation / Air Distribution | Fan Assembly | fan assembly |  | 260 - FAN ASSEMBLY - SUPPLY - RETURN | N/A | PENN VENTILATOR | BREEZEWAY |  | 1987-01-01
30 - Ventilation / Air Distribution | Fan-Unit Ventilator | fan unit ventilator |  | 281 - FAN UNIT VENTILATOR
20 - Heating | Heating | heating |  | 520 - UNIT HEATER
20 - Heating | Heater | heater |  | 344 - HEATER - ELECTRIC - UNIT
25 - Refrigeration | Air Conditioner, Packaged - 1 Ton | air conditioner packaged | AC 2 | 054 - AIR CONDITIONER - PACKAGED < 5.4 TONS | 9012182333 | ELECTROHOME | A1201A00 |  | 1990-01-01 | R22 | 0.8 | 1
20 - Heating | Controls | controls |  | 153 - CONTROLS - ELECTRIC AND ELECTRONIC
25 - Refrigeration | Compressed Air Dryer | compressed air dryer |  | 147 - COMPRESSED AIR DRYER
30 - Ventilation / Air Distribution | Fan - Exhaust | fan exhaust |  | 270 - FAN - EXHAUST
30 - Ventilation / Air Distribution | Fan-Unit Ventilator | fan unit ventilator |  | 281 - FAN UNIT VENTILATOR
20 - Heating | Heating | heating |  | 520 - UNIT HEATER
25 - Refrigeration | Air conditioner - Window unit | air conditioner window unit | AC-1 | 035 - AIR CONDITIONER - WINDOW | EH72056 | Westinghouse | U8022KCW |  |  |  | 0.1 | 0.1
25 - Refrigeration | Air conditioner - Packaged | air conditioner packaged | AC-2 | 025 - AIR CONDITIONER - PACKAGED >= 5.4 TONS | 7202122599 | Electrohome | A1201 |  |  |  | 0.1 | 0.1
30 - Ventilation / Air Distribution | Fan-Exhaust | fan exhaust |  | 281 - FAN UNIT VENTILATOR
20 - Heating | Heating - Baseboard | heating baseboard |  | 343 - HEATER - ELECTRIC - BASEBOARD
25 - Refrigeration | Air Conditioner- Window AC - 1 TON - WAC-1 | air conditioner window wac | WAC-1 | 035 - AIR CONDITIONER - WINDOW | KM10V651198 | WHIRLPOOL | ACQ128GPW |  | 2012-05-29 | R410A | 0.98 | 1
25 - Refrigeration | Condensing unit (condenseur/compresseur) | condensing unit |  | 059 - AIR CONDITIONER - SPLIT < 5.4 TONS | D047419 | Liebert | PFC027ACPLO |  |  | R22 | 3 | 5
25 - Refrigeration | Air handler | air handler |  | 030 - AIR CONDITIONER - SPLIT >= 5.4 TONS | D047480 | Liebert | DME027EPQ2 |  |  | R22 | 3 | 5
25 - Refrigeration | Glycol Dry Cooler | glycol dry cooler |  | 180 - COOLING TOWER
30 - Ventilation / Air Distribution | Exhaust Fans | exhaust fans |  | 270 - FAN - EXHAUST
20 - Heating | Heating | heating |  | 520 - UNIT HEATER
25 - Refrigeration | Air Conditioner - Packaged - Under 5.4 Ton | air conditioner packaged under |  | 054 - AIR CONDITIONER - PACKAGED < 5.4 TONS | NA | kooltronic | KA4C3dp21lf |  | 2010-01-01 | R134A | 0.94 | 0.25
25 - Refrigeration | Glycol Dry Cooler | glycol dry cooler |  | 180 - COOLING TOWER
30 - Ventilation / Air Distribution | Fan-Unit Ventilator | fan unit ventilator |  | 281 - FAN UNIT VENTILATOR
20 - Heating | Heating | heating |  | 520 - UNIT HEATER
25 - Refrigeration | Air Conditioner - Packaged - 1 Ton | air conditioner packaged |  | 025 - AIR CONDITIONER - PACKAGED >= 5.4 TONS | K995199BS | SUN | PCS24-1-05C |  |  |  | 1 | 1
25 - Refrigeration | Air Conditioners / Heat Pump - Split System | air conditioners heat pump split system |  | 030 - AIR CONDITIONER - SPLIT >= 5.4 TONS | CH41825 | Marvair | AVP48ACA10-1000 |  | 1996-03-29 | R22 | 3.657 | 4
30 - Ventilation / Air Distribution | AIR HANDLING UNIT 1 | air handling | UNIT 1 | 050 - AIR HANDLING UNIT | CH41825 | MARVAIR | AVP48ACA10C-1000 |  |  |  | 1 | 1
30 - Ventilation / Air Distribution | AIR HANDLING UNIT 2 | air handling | UNIT 2 | 050 - AIR HANDLING UNIT | NA | MARVAIR | AVP48ACA10C-1000
30 - Ventilation / Air Distribution | Fan-Unit Ventilator | fan unit ventilator |  | 281 - FAN UNIT VENTILATOR
20 - Heating | Heating | heating |  | 520 - UNIT HEATER
30 - Ventilation / Air Distribution | Fan-Unit Ventilator | fan unit ventilator |  | 281 - FAN UNIT VENTILATOR
20 - Heating | Heating | heating |  | 520 - UNIT HEATER
25 - Refrigeration | Air Conditioner - WINDOW - 1 TON - WAC-1 | air conditioner window | WAC-1 | 025 - AIR CONDITIONER - PACKAGED >= 5.4 TONS | NA | ELECTROHOME | NA |  | 2000-04-21 | R22 | 1 | 1
30 - Ventilation / Air Distribution | Fan-Unit Ventilator | fan unit ventilator |  | 281 - FAN UNIT VENTILATOR
20 - Heating | Heating | heating |  | 520 - UNIT HEATER
25 - Refrigeration | Air Conditioner - window - 1 Ton WAC-1 | air conditioner window | WAC-1 | 025 - AIR CONDITIONER - PACKAGED >= 5.4 TONS | NOT LEGIBLE | CARRIER | NOT LEGIBLE |  | 1990-06-15 | R22 | 0.43 | 1
20 - Heating | Heating | heating |  | 520 - UNIT HEATER
25 - Refrigeration | Air Conditioner - Packaged - 1 Ton | air conditioner packaged | CU-1 | 025 - AIR CONDITIONER - PACKAGED >= 5.4 TONS | 5809H08276 | Lennox | XC14-036-230-03 |  |  |  | 1 | 1
25 - Refrigeration | Air conditioner - Window unit | air conditioner window unit | AC-1 | 035 - AIR CONDITIONER - WINDOW | 12055-1 | Eng Air | OWH-2 |  |  |  | 0.1 | 0.1
25 - Refrigeration | Air Conditioner, Split | air conditioner split |  | 030 - AIR CONDITIONER - SPLIT >= 5.4 TONS | 6000C53568 | LENNOX | C23-41W-1 |  | 2000-01-01 |  | 5.4 | 0.1
25 - Refrigeration | Glycol Dry Cooler | glycol dry cooler |  | 180 - COOLING TOWER
30 - Ventilation / Air Distribution | Fan - Exhaust | fan exhaust |  | 270 - FAN - EXHAUST
30 - Ventilation / Air Distribution | Fan-Unit Ventilator | fan unit ventilator |  | 281 - FAN UNIT VENTILATOR
20 - Heating | Heating | heating |  | 520 - UNIT HEATER
25 - Refrigeration | Air Conditioner - Packaged - 1 Ton | air conditioner packaged |  | 025 - AIR CONDITIONER - PACKAGED >= 5.4 TONS | [6 empty] | 1 | 1
25 - Refrigeration | Air Conditioner, Split | air conditioner split | BSSDPQCN | 059 - AIR CONDITIONER - SPLIT < 5.4 TONS | [6 empty] | 2 | 3
25 - Refrigeration | Air Conditioner - Split - Under 5.4 Ton | air conditioner split under |  | 059 - AIR CONDITIONER - SPLIT < 5.4 TONS | Y17K30A062 | Liebert | DME037E-PC7 |  |  | R407C | 6.05 | 3
25 - Refrigeration | Air Conditioner - Split - 3 Ton | air conditioner split |  | 059 - AIR CONDITIONER - SPLIT < 5.4 TONS | y17kbia118 | liebert | mcd36alph7 |  | 2018-03-01 | R407C | 1.2 | 3
20 - Heating | Furnace - Warm Air (Gas or Oil) | furnace warm air |  | 339 - FURNACE - WARM AIR (ELECTRIC) | W1A7316846 | YORK | YCD48 B21S |  | 2017-06-28
25 - Refrigeration | Air Conditioner, Split - 4 Ton | air conditioner split |  | 059 - AIR CONDITIONER - SPLIT < 5.4 TONS | W1N2331E20 | YORK | FC48C3XN1H |  | 2017-06-28 | R410A | 2.177 | 4
25 - Refrigeration | Air Conditioner, Split - 4 Ton | air conditioner split |  | 059 - AIR CONDITIONER - SPLIT < 5.4 TONS | W1A7316846 | YORK | YCD48B21SA |  | 2017-06-28 | R410A | 2.177 | 4
25 - Refrigeration | Glycol Dry Cooler | glycol dry cooler |  | 180 - COOLING TOWER
30 - Ventilation / Air Distribution | Fan-Unit Ventilator | fan unit ventilator |  | 281 - FAN UNIT VENTILATOR
25 - Refrigeration | Air Conditioner - Packaged - 1 Ton | air conditioner packaged |  | 025 - AIR CONDITIONER - PACKAGED >= 5.4 TONS | NO DATA | INTERTHERM | NO PLATE |  |  |  | 1 | 1
25 - Refrigeration | Air Conditioner - Packaged - 2 Ton | air conditioner packaged | AC1 | 054 - AIR CONDITIONER - PACKAGED < 5.4 TONS | 05050395-4 | McLean | T62-2226-017 |  | 2005-01-01 | R22 | 1.3 | 2
25 - Refrigeration | Air Conditioner - Packaged - 2 Ton | air conditioner packaged | AC2 | 054 - AIR CONDITIONER - PACKAGED < 5.4 TONS | 05050397-4 | McLean | T62-2226-019 |  | 2005-01-01 | R22 | 1.3 | 2
30 - Ventilation / Air Distribution | Fan Assembly - supply or return | fan assembly supply or return |  | 260 - FAN ASSEMBLY - SUPPLY - RETURN
20 - Heating | Heating | heating |  | 520 - UNIT HEATER
25 - Refrigeration | Air conditioner - Packaged | air conditioner packaged | AC-1 | 025 - AIR CONDITIONER - PACKAGED >= 5.4 TONS |  | Electrohome | AC1601 |  |  |  | 0.1 | 0.1
25 - Refrigeration | Glycol Dry Cooler | glycol dry cooler |  | 180 - COOLING TOWER
30 - Ventilation / Air Distribution | Fan-Unit Ventilator | fan unit ventilator |  | 281 - FAN UNIT VENTILATOR
20 - Heating | Heating | heating |  | 520 - UNIT HEATER
25 - Refrigeration | Air Conditioner | air conditioner |  | 025 - AIR CONDITIONER - PACKAGED >= 5.4 TONS | [6 empty] | 0.1 | 5.4
25 - Refrigeration | Air Conditioner - Split - 3 Ton | air conditioner split | AC-1 | 030 - AIR CONDITIONER - SPLIT >= 5.4 TONS | 5814K 02301 | Lennox | XC14-036-230-7 |  |  | R410A | 3.06 | 3
30 - Ventilation / Air Distribution | Fan EXHAUST | fan exhaust |  | 270 - FAN - EXHAUST
30 - Ventilation / Air Distribution | Fan-Unit Ventilator | fan unit ventilator |  | 281 - FAN UNIT VENTILATOR
20 - Heating | Heating | heating |  | 520 - UNIT HEATER
25 - Refrigeration | Air Conditioner - Packaged - 5 Ton | air conditioner packaged | AC-2 | 025 - AIR CONDITIONER - PACKAGED >= 5.4 TONS | 153H091826 02 | BARD | WA602A10 EPXXXJ |  | 2009-01-01 | R407C | 3.97 | 5
25 - Refrigeration | Air Conditioner, Window Unit | air conditioner window unit |  | 035 - AIR CONDITIONER - WINDOW | 811290233 | ELECTROHOME | A3300 |  |  | R22 | 1.47 | 2.75
30 - Ventilation / Air Distribution | Fan - EXHAUST | fan exhaust |  | 270 - FAN - EXHAUST | 18937X26437 | TAMCO | REF 99 10903
20 - Heating | Heating | heating |  | 520 - UNIT HEATER
25 - Refrigeration | Air Conditioners / Heat Pump - Packaged | air conditioners heat pump packaged |  | 025 - AIR CONDITIONER - PACKAGED >= 5.4 TONS | 149860978357-02 | Bard | Wa483a05epxxxj |  |  | R22 | 3.46 | 4
30 - Ventilation / Air Distribution | Fan - Exhaust | fan exhaust |  | 270 - FAN - EXHAUST
30 - Ventilation / Air Distribution | Fan-Unit Ventilator | fan unit ventilator |  | 281 - FAN UNIT VENTILATOR
20 - Heating | Heating | heating |  | 520 - UNIT HEATER
20 - Heating | Heater - Electric, Baseboard | heater electric baseboard |  | 343 - HEATER - ELECTRIC - BASEBOARD
25 - Refrigeration | AIR CONDITIONER - WINDOW - 1 TON - WAC-1 | air conditioner window | WAC-1 | 020 Air Conditioner / Heat pump / Packaged | SA7244 | FRIEDRICH | CP12G10 |  | 2022-06-28 | R410A | 0.54 | 1
20 - Heating | HOT WATER BOILER - SMALL | hot water boiler small |  | 070 - BOILER - HOT WATER | CHF-1093 | HYDROTHERM | MR 420B |  | 1994-09-01
30 - Ventilation / Air Distribution | FAN - EXHAUST | fan exhaust |  | 270 - FAN - EXHAUST |  | DELHI | 410 |  | 1988-01-01
30 - Ventilation / Air Distribution | Fan-Unit Ventilator | fan unit ventilator |  | 281 - FAN UNIT VENTILATOR
20 - Heating | Heating | heating |  | 520 - UNIT HEATER
20 - Heating | UNIT HEATER | unit heater |  | 520 - UNIT HEATER
25 - Refrigeration | Air Conditioner - Packaged - 3.4 Ton | air conditioner packaged | 1-AHU-1 | 025 - AIR CONDITIONER - PACKAGED >= 5.4 TONS | Q829114 | CARRIER | 50EC006501 |  | 1988-07-01 | R22 | 3.29 | 3.4
25 - Refrigeration | Air Conditioner - Packaged - 3.4 Ton | air conditioner packaged | 1-AHU-2 | 025 - AIR CONDITIONER - PACKAGED >= 5.4 TONS | Q289113 | CARRIER | 50EC006501 |  | 1988-07-01 | R22 | 3.29 | 3.4
25 - Refrigeration | Air Conditioner - Packaged - 5 Ton | air conditioner packaged | AHU-3 | 025 - AIR CONDITIONER - PACKAGED >= 5.4 TONS | 292J223980869-02 | BARD | W60ACB06ZPXXXJ |  | 2022-10-24 | R410A | 4.2 | 5
25 - Refrigeration | AIR DRYER - CABLE | air dryer cable |  | 147 - COMPRESSED AIR DRYER
20 - Heating | PUMP | pump |  | 400 - PUMP - GENERAL
25 - Refrigeration | Air Conditioners / Heat Pump - Split System | air conditioners heat pump split system | CU-1 | 030 - AIR CONDITIONER - SPLIT >= 5.4 TONS | 13U24420B | Mitsubishi | PUY-A36NKA7 |  |  | R410A | 4.7 | 3
25 - Refrigeration | Air Conditioner - Packaged - 7.5 Ton | air conditioner packaged | RTU-1 | 025 - AIR CONDITIONER - PACKAGED >= 5.4 TONS | 1716P64353 | CARRIER | 50TC-A08A2M8A |  | 2016-06-28 | R410A | 6.24 | 7.5
25 - Refrigeration | Air conditioner - Window unit | air conditioner window unit | AC-2 | 035 - AIR CONDITIONER - WINDOW | 248512-1 | Liebert | ET060SRYEOT |  |  | R22 | 3.175 | 5
25 - Refrigeration | Air Conditioners / Heat Pump - Packaged | air conditioners heat pump packaged |  | 025 - AIR CONDITIONER - PACKAGED >= 5.4 TONS | 404N224023628-02 | Bard | W72AC-B00 |  |  | R410A | 4.31 | 5
20 - Heating | Circ Pump | circ pump |  | 403 - PUMP - CIRCULATION | 0200-4917002 | INGERSOLL | P-381C |  | 2000-01-01
20 - Heating | Circ Pump | circ pump |  | 403 - PUMP - CIRCULATION | 2016797 | TACO | CI1206-5.00E2H |  | 2006-01-01
25 - Refrigeration | Air Conditioner, Split | air conditioner split | TELUS125-25-030-001 | 030 - AIR CONDITIONER - SPLIT >= 5.4 TONS | 240253-001 | LIEBERT | VH192GUBSEI |  | 2000-01-01 | R22 | 16 | 16
25 - Refrigeration | Glycol Dry Cooler | glycol dry cooler | TELUS125-25-149-001 | 180 - COOLING TOWER | 0011C23973 | LIEBERT | DDO260B |  | 2000-01-01
30 - Ventilation / Air Distribution | Fan, Exhaust | fan exhaust | TELUS125-30-270-001 | 270 - FAN - EXHAUST | 99L08507 | GREENHECK | SQ-90-G |  | 2000-01-01
30 - Ventilation / Air Distribution | Fan - Unit Ventilator | fan unit ventilator | TELUS125-30-281-001 | 281 - FAN UNIT VENTILATOR
20 - Heating | Heating | heating | TELUS125-20-134-001 | 520 - UNIT HEATER
25 - Refrigeration | Air Conditioner - Packaged - 1 Ton | air conditioner packaged |  | 025 - AIR CONDITIONER - PACKAGED >= 5.4 TONS | [6 empty] | 1 | 1
25 - Refrigeration | Air Conditioner - Packaged - 1 Ton | air conditioner packaged |  | 025 - AIR CONDITIONER - PACKAGED >= 5.4 TONS | [6 empty] | 1 | 1
30 - Ventilation / Air Distribution | Fan-Unit Ventilator | fan unit ventilator |  | 281 - FAN UNIT VENTILATOR
20 - Heating | Heating | heating |  | 520 - UNIT HEATER
25 - Refrigeration | AIR CONDITIONER - WINDOW- 1 TON - WAC-1 | air conditioner window | WAC-1 | 035 - AIR CONDITIONER - WINDOW | 2301H20243 | Friedrich | CCW12B10B |  | 2023-08-22 | R32 | 0.45 | 1
30 - Ventilation / Air Distribution | Fan-Exhaust | fan exhaust |  | 281 - FAN UNIT VENTILATOR
20 - Heating | Heating - Baseboard | heating baseboard |  | 343 - HEATER - ELECTRIC - BASEBOARD
25 - Refrigeration | Air Conditioner, Window Unit - I | air conditioner window unit | WAC-1 | 035 - AIR CONDITIONER - WINDOW | 0991V01271 | ELECTROHOME | 5KW11104 |  |  | R22 | 0.3 | 0.9
25 - Refrigeration | Air Conditioner, Window Unit - II | air conditioner window unit ii | WAC-2 | 035 - AIR CONDITIONER - WINDOW | AAAK02873 | FRIEDRICH | CP12F10 |  |  | R410A | 0.5 | 1
25 - Refrigeration | Glycol Dry Cooler | glycol dry cooler |  | 180 - COOLING TOWER
30 - Ventilation / Air Distribution | Fan-Unit Ventilator | fan unit ventilator |  | 281 - FAN UNIT VENTILATOR
20 - Heating | Heating | heating |  | 520 - UNIT HEATER
25 - Refrigeration | Air Conditioners / Heat Pump - Packaged | air conditioners heat pump packaged |  | 025 - AIR CONDITIONER - PACKAGED >= 5.4 TONS | AK2739 | Marvair | AVP48ACA10C |  |  | R22 | 3.8 | 4
30 - Ventilation / Air Distribution | Fan-Unit Ventilator | fan unit ventilator |  | 281 - FAN UNIT VENTILATOR
20 - Heating | Heating | heating |  | 520 - UNIT HEATER
25 - Refrigeration | Air Conditioner - Packaged - 1.25 TON - WAC-1 | air conditioner packaged | WAC-1 | 025 - AIR CONDITIONER - PACKAGED >= 5.4 TONS | SA7244 | FRIEDRICH | CP15G10 |  | 2023-04-10 | R410A | 0.669 | 1.25
30 - Ventilation / Air Distribution | Fan-Unit Ventilator | fan unit ventilator |  | 281 - FAN UNIT VENTILATOR
20 - Heating | Heating | heating |  | 520 - UNIT HEATER
25 - Refrigeration | Air Conditioner WINDOW AC - 0.83 TON - WAC-1 | air conditioner window wac | WAC-1 | 035 - AIR CONDITIONER - WINDOW | 22004148 | WHIRLPOOL | A1D01A00 |  |  | R22 | 0.51 | 0.83
30 - Ventilation / Air Distribution | Fan-Unit Ventilator | fan unit ventilator |  | 281 - FAN UNIT VENTILATOR
20 - Heating | Heating | heating |  | 520 - UNIT HEATER
20 - Heating | Furnace - LENNOX | furnace |  | 340 - FURNACE - WARM AIR (GAS OR OIL) | 6399C 16510 | LENNOX | G24M3/4-100A-12 |  | 1999-01-01
25 - Refrigeration | Air Conditioner, Split - 3 Ton | air conditioner split |  | 059 - AIR CONDITIONER - SPLIT < 5.4 TONS | 5898M 15064 | LENNOX | HS26-036-2P |  | 1999-01-01 | R22 | 2.64 | 3
25 - Refrigeration | Condenser - Lennox Cond Unit | condenser cond unit |  | 150 - CONDENSER - AIR COOLED | 5898M15064 | LENNOX | HS26-036-2P |  |  | R22 |  | 3
30 - Ventilation / Air Distribution | Cooling Coil Evaporator - Lennox | cooling coil evaporator |  | 130 - COOLING COIL - EVAPORATOR | 6599B00170 | LENNOX | CR26-41-1 |  | 1999-01-01
20 - Heating | Heating | heating |  | 520 - UNIT HEATER
25 - Refrigeration | Air Conditioner, Packaged - 2 Ton | air conditioner packaged |  | 054 - AIR CONDITIONER - PACKAGED < 5.4 TONS | 12178#1 | ENGINEERED AIR | OWH-2 |  | 1986-01-01 | R22 | 0.9 | 2
30 - Ventilation / Air Distribution | Pump - Sump | pump sump |  | 410 - PUMP - SUMP
20 - Heating | Furnace - Warm Air - Gas | furnace warm air gas |  | 340 - FURNACE - WARM AIR (GAS OR OIL) | W1H4008331 | YORK | TM9T120D20MP11B |  | 2016-03-26
20 - Heating | Heater - Electric, Duct | heater electric duct |  | 342 - HEATER - ELECTRIC - DUCT
25 - Refrigeration | Air Conditioner, Split - Cond Unit | air conditioner split cond unit |  | 030 - AIR CONDITIONER - SPLIT >= 5.4 TONS | 5805E53006 | LENNOX | HSXA12-30-230-02 |  | 2005-01-01 |  | 5.4 | 0.1
25 - Refrigeration | Air Conditioner, Split - Evap Coil | air conditioner split evap coil |  | 030 - AIR CONDITIONER - SPLIT >= 5.4 TONS | 6503A00225 | LENNOX | CR26-36W-F-01 |  | 2003-01-01 |  | 5.4 | 0.1
25 - Refrigeration | Air Conditioner - Split - 3 Ton | air conditioner split | AC 1 | 059 - AIR CONDITIONER - SPLIT < 5.4 TONS | W1A5403846 | YORK | YCJD36S41S1A |  | 2016-03-26 | R410A | 2.3 | 3
25 - Refrigeration | Condenser - Air Cooled | condenser air cooled |  | 150 - CONDENSER - AIR COOLED
25 - Refrigeration | Glycol Dry Cooler | glycol dry cooler |  | 180 - COOLING TOWER
25 - Refrigeration | Fan - Exhaust | fan exhaust |  | 270 - FAN - EXHAUST
30 - Ventilation / Air Distribution | Fan-Unit Ventilator | fan unit ventilator |  | 281 - FAN UNIT VENTILATOR
20 - Heating | Heating | heating |  | 520 - UNIT HEATER
20 - Heating | Air Conditioner, Packaged | air conditioner packaged |  | 025 - AIR CONDITIONER - PACKAGED >= 5.4 TONS | [6 empty] | 1 | 1
25 - Refrigeration | Air Conditioner, Packaged - 2.5 Ton | air conditioner packaged |  | 054 - AIR CONDITIONER - PACKAGED < 5.4 TONS | 16109 | ENGINEERED AIR | OWH-3 |  | 1990-05-01 | R22 | 1.5 | 2.5
20 - Heating | Metering Equipment | metering equipment |  | 384 - METERING EQUIPMENT
20 - Heating | Furnace - Warm Air (Gas or Oil) | furnace warm air |  | 339 - FURNACE - WARM AIR (ELECTRIC) | 5800M 44253 | LENNOX | G50UH -48C -110- 1 |  | 2000-01-01
25 - Refrigeration | Air Conditioner, Split - Evap Coil - 2 Ton | air conditioner split evap coil | Coil - 2 | 059 - AIR CONDITIONER - SPLIT < 5.4 TONS | N/A | LENNOX | C2 26 1FF 71 |  | 1968-01-01 | R22 | 0.1 | 2
25 - Refrigeration | Air Conditioner, Split - Cond Coil - 2 Ton | air conditioner split cond coil | Coil - 2 | 059 - AIR CONDITIONER - SPLIT < 5.4 TONS | 686 | LENNOX | HSW2A-261FFC |  | 1968-01-01 | R22 | 2.308 | 2
25 - Refrigeration | Glycol Dry Cooler | glycol dry cooler |  | 180 - COOLING TOWER
30 - Ventilation / Air Distribution | Fan-Unit Ventilator | fan unit ventilator |  | 281 - FAN UNIT VENTILATOR | N/A | N/A | N/A
20 - Heating | Heating | heating |  | 520 - UNIT HEATER
20 - Heating | Unit Heater | unit heater |  | 520 - UNIT HEATER | N/A | INTER-CITY | UFG-130A |  | 1980-01-01
25 - Refrigeration | Air Conditioner, Packaged - 2 Ton | air conditioner packaged |  | 054 - AIR CONDITIONER - PACKAGED < 5.4 TONS | L80227977 | BARD | 24WA2 |  | 1980-01-01 | R22 | 1.56 | 2
30 - Ventilation / Air Distribution | Air Handling Unit - AHU 1 | air handling unit | AHU 1 | 050 - AIR HANDLING UNIT | 12380 | ENG. AIR | BCT-25
30 - Ventilation / Air Distribution | Air Handling Unit - AHU 2 | air handling unit | AHU 2 | 050 - AIR HANDLING UNIT | 12308 | ENG. AIR | BCT-25
20 - Heating | Heating | heating |  | 520 - UNIT HEATER
25 - Refrigeration | Air Conditioner - Packaged - 2.5 Ton | air conditioner packaged |  | 025 - AIR CONDITIONER - PACKAGED >= 5.4 TONS | [6 empty] | 2 | 2.5
30 - Ventilation / Air Distribution | Air Handling Unit - AHU#1 | air handling unit | AHU#1 | 050 - AIR HANDLING UNIT |  | INTERTHERM | VIWA 030 KA
30 - Ventilation / Air Distribution | Air Handling Unit - AHU#2 | air handling unit | AHU#2 | 050 - AIR HANDLING UNIT |  | INTERTHERM | VIWA 030 KA
20 - Heating | Heating | heating |  | 520 - UNIT HEATER
25 - Refrigeration | Air Conditioner | air conditioner |  | 025 - AIR CONDITIONER - PACKAGED >= 5.4 TONS | [6 empty] | 1 | 5.4
25 - Refrigeration | Condenser CU-1 | condenser | CU-1 | 150 - CONDENSER - AIR COOLED | 5185A04095 | LENNOX | HS16-651V-3P
25 - Refrigeration | Condenser CU-3 | condenser | CU-3 | 150 - CONDENSER - AIR COOLED | WOD6156458 | YORK | AC060X1024A
30 - Ventilation / Air Distribution | Air Handling Unit - AHU 1 | air handling unit | AHU 1 | 050 - AIR HANDLING UNIT | 5185A04095 | LENNOX | HS16-651V-3P
30 - Ventilation / Air Distribution | Air Handling Unit - AHU 3 | air handling unit | AHU 3 | 050 - AIR HANDLING UNIT | WOD6156458 | YORK | AC06X1024A
20 - Heating | Heating | heating |  | 520 - UNIT HEATER
25 - Refrigeration | Air Conditioner - Packaged - 2 Ton | air conditioner packaged |  | 025 - AIR CONDITIONER - PACKAGED >= 5.4 TONS | 140H96100854B-02 | BARD | WA241-A10EPXXXJ |  | 1996-01-01 |  | 1 | 2
25 - Refrigeration | Air Conditioner - Split - 3 Ton | air conditioner split |  | 030 - AIR CONDITIONER - SPLIT >= 5.4 TONS | 278H203780355-02 | Bard | W36AB-A052PXXXJ |  | 2020-10-22 | R410A | 2.0417 | 3
25 - Refrigeration | Air conditioner - wall mount | air conditioner wall mount | AC-2 | 035 - AIR CONDITIONER - WINDOW | 314D143112613-02 | Bard | 424A2-A05HPXXXJ |  |  | R410A | 1.3 | 2
25 - Refrigeration | Air conditioner - Packaged | air conditioner packaged | AC-1 | 025 - AIR CONDITIONER - PACKAGED >= 5.4 TONS | 153008932 | Electrohome | A1602A00 |  |  |  | 0.1 | 0.1
30 - Ventilation / Air Distribution | AIR HANDLING UNIT AHU1 | air handling unit | AHU1 | 050 - AIR HANDLING UNIT
30 - Ventilation / Air Distribution | AIR HANDLING UNIT AHU2 | air handling unit | AHU2 | 050 - AIR HANDLING UNIT
30 - Ventilation / Air Distribution | Fan-Unit Ventilator | fan unit ventilator |  | 281 - FAN UNIT VENTILATOR | K15927 | ENGINEERED AIR | LM 1 0
20 - Heating | Heater - Electric, Baseboard | heater electric baseboard |  | 343 - HEATER - ELECTRIC - BASEBOARD |  | CHROMALOX | BX382B
20 - Heating | Heater - Electric Unit | heater electric unit |  | 344 - HEATER - ELECTRIC - UNIT |  | FEDERAL PIONEER
20 - Heating | Heater - Electric Unit | heater electric unit |  | 344 - HEATER - ELECTRIC - UNIT |  | GE | BX382B
30 - Ventilation / Air Distribution | Air Conditioner | air conditioner |  | 025 - AIR CONDITIONER - PACKAGED >= 5.4 TONS | 2989C87828 | CARRIER | 50EE048330 |  | 1989-01-01 | R22 | 1 | 4
25 - Refrigeration | Glycol Dry Cooler | glycol dry cooler |  | 180 - COOLING TOWER
30 - Ventilation / Air Distribution | Fan-Unit Ventilator | fan unit ventilator |  | 281 - FAN UNIT VENTILATOR
20 - Heating | Heating | heating |  | 520 - UNIT HEATER
25 - Refrigeration | Air Conditioner, Packaged | air conditioner packaged |  | 025 - AIR CONDITIONER - PACKAGED >= 5.4 TONS | 154P072442593 02 | BARD | WA602 B09EPXXXJ |  | 2008-03-01 | R22 | 1 | 5
30 - Ventilation / Air Distribution | Fan-Unit Ventilator | fan unit ventilator |  | 281 - FAN UNIT VENTILATOR
20 - Heating | Heating | heating |  | 520 - UNIT HEATER
25 - Refrigeration | Air Conditioner | air conditioner |  | 025 - AIR CONDITIONER - PACKAGED >= 5.4 TONS | [6 empty] | 0.1 | 5.4
25 - Refrigeration | Air Conditioner, Split | air conditioner split | CU-1 | 030 - AIR CONDITIONER - SPLIT >= 5.4 TONS | 5801C-06418 | LENNOX | 10ACB36-12-P |  | 2001-01-01 |  | 5.4 | 0.1
20 - Heating | Heating | heating |  | 520 - UNIT HEATER
25 - Refrigeration | Air Conditioner - Window Unit - 1 Ton | air conditioner window unit | Unit - 1 | 035 - AIR CONDITIONER - WINDOW | AKB73756214 | FRIEDRICH | CP1210GA |  | 2016-08-08 |  | 0.1 | 0.1
25 - Refrigeration | Air conditioner - Packaged | air conditioner packaged | AC-1 | 025 - AIR CONDITIONER - PACKAGED >= 5.4 TONS | 5131922536 | ELECTROHOME | A801 |  |  |  | 0.1 | 0.1
30 - Ventilation / Air Distribution | Supply/Exhaust Fans | supply exhaust fans |  | 281 - FAN UNIT VENTILATOR
20 - Heating | Heating | heating |  | 520 - UNIT HEATER
25 - Refrigeration | Air Conditioner - Packaged - 2 Ton | air conditioner packaged | AC-1 | 054 - AIR CONDITIONER - PACKAGED < 5.4 TONS |  | SUN | pcs24-1-05c |  | 2000-01-01 | R22 | 0.9 | 2
30 - Ventilation / Air Distribution | Fan-Unit Ventilator | fan unit ventilator |  | 281 - FAN UNIT VENTILATOR
20 - Heating | Heating | heating |  | 520 - UNIT HEATER
20 - Heating | Furnace (propane) - Lennox | furnace |  | 340 - FURNACE - WARM AIR (GAS OR OIL) | B-99933 | LENNOX | G8R-82T-1A67
25 - Refrigeration | Split A/C 2 Tons | split | C 2 | 030 - AIR CONDITIONER - SPLIT >= 5.4 TONS | 678 | Lennox | HSW2A-211-1FFC |  |  | R22 | 2.04 | 2
25 - Refrigeration | Condenser - Air Cooled - Lennox Cond Unit | condenser air cooled cond unit |  | 150 - CONDENSER - AIR COOLED |  | LENNOX | CE2-21-26S678
25 - Refrigeration | Glycol Dry Cooler | glycol dry cooler |  | 180 - COOLING TOWER
30 - Ventilation / Air Distribution | Fan - Exhaust | fan exhaust |  | 270 - FAN - EXHAUST
30 - Ventilation / Air Distribution | Fan-Unit Ventilator | fan unit ventilator |  | 281 - FAN UNIT VENTILATOR
20 - Heating | Heating | heating |  | 520 - UNIT HEATER
25 - Refrigeration | Air Conditioner - Packaged - 1 Ton | air conditioner packaged |  | 025 - AIR CONDITIONER - PACKAGED >= 5.4 TONS | [6 empty] | 1 | 1
30 - Ventilation / Air Distribution | Fan-Unit Ventilator | fan unit ventilator |  | 281 - FAN UNIT VENTILATOR
20 - Heating | Heating | heating |  | 520 - UNIT HEATER
25 - Refrigeration | Air Conditioner -WINDOW -1.25 TON - WAC-1 | air conditioner window | WAC-1 | 035 - AIR CONDITIONER - WINDOW | J931100422 | ELECTROHOME | A1401B1 |  | 1993-11-15 | R22 | 1.04 | 1.25
20 - Heating | Furnace - Gas | furnace gas |  | 340 - FURNACE - WARM AIR (GAS OR OIL) | U3 476 | AIRCO | AH 115 |  | 1976-01-01
25 - Refrigeration | Air Conditioner - SPARE CONDENSER | air conditioner spare condenser | SPARE R-22 | 059 - AIR CONDITIONER - SPLIT < 5.4 TONS | X141764950 | ICP | R2A360GKR200 |  | 2014-06-01 | R22 | 5 | 5
25 - Refrigeration | Air Conditioner, PACKAGED - 5 Ton - R-AHU-1 | air conditioner packaged | R-AHU-1 | ROOF UNIT | 2988A058969 | CARRIER | 366P060510 |  | 1988-08-25 | R22 | 3.63 | 5
25 - Refrigeration | AIR CONDITIONER - SPLIT - CU-1 - 5 TON | air conditioner split | AHU-1 | 030 - AIR CONDITIONER - SPLIT >= 5.4 TONS | 3520F25232 | CARRIER | FB4ONP060 |  | 2021-11-11 | R410A | 4.51 | 5
25 - Refrigeration | AIR CONDITIONER - SPLIT - 5 TON | air conditioner split | R-CU-1 | 030 - AIR CONDITIONER - SPLIT >= 5.4 TONS | 0621E20187 | CARRIER | 24ABB3604520 |  |  | R410A | 4.51 | 5
25 - Refrigeration | AIR CONDITIONER - SPLIT - 5 TON | air conditioner split | 1-AHU-1 | 030 - AIR CONDITIONER - SPLIT >= 5.4 TONS | 3520F25232 | CARRIER | FB4ONP060 |  | 2021-11-11 | R410A | 4.51 | 5
30 - Ventilation / Air Distribution | Fan-Exhaust | fan exhaust |  | 270 - FAN - EXHAUST
20 - Heating | Heater - Electric Baseboard | heater electric baseboard | 1-BB.1 | 343 - HEATER - ELECTRIC - BASEBOARD | 18861-031 | CHROMALOX | BL-7517 |  | 1988-02-01
20 - Heating | Baseboard Heater | baseboard heater |  | 343 - HEATER - ELECTRIC - BASEBOARD |  | WESTCAN | N28-20E |  | 1988-02-01
20 - Heating | Heater - Electric Unit (1-UH-1) | heater electric unit | 1-UH-1 | 344 - HEATER - ELECTRIC - UNIT | 07D-000201 | CHROMALOX | 15100-205 |  | 1988-02-01
20 - Heating | Heater - Electric Unit (1-UH-2) | heater electric unit | 1-UH-2 | 344 - HEATER - ELECTRIC - UNIT | 10D-000201 | CHROMALOX | 15100-205 |  | 1988-09-01
20 - Heating | Heater - Unit Heater (Gas) | heater unit heater |  | 520 - UNIT HEATER | S-12631 | OLSEN | KAS130H |  | 1987-01-01
30 - Ventilation / Air Distribution | Fan Coils / Unit Ventilator #1 | fan coils unit ventilator |  | 280 - FAN COIL UNIT (CABINET HEATER - COOLER) |  | CARRIER | 40fs220310
30 - Ventilation / Air Distribution | Fan Coils / Unit Ventilator #2 | fan coils unit ventilator |  | 280 - FAN COIL UNIT (CABINET HEATER - COOLER) |  | CARRIER | 40fs220310
25 - Refrigeration | AIR CONDITIONER - PACKAFGE WALL MOUNT 6 TON | air conditioner packafge wall mount | AC-1 |  | 2301-F33018-0-3 | MARVAIR | MGA1072AC090C+HEG¦CADD21++D+++ |  | 2023-06-13 | R410A | 4.252 | 6
25 - Refrigeration | AIR CONDITIONER - PACKAFGE WALL MOUNT 6 TON | air conditioner packafge wall mount | AC-2 |  | 2301-F33018-0-1 | MARVAIR | MGA1072AC090C+HEG¦CADD21++D+++ |  | 2023-06-13 | R410A | 4.252 | 6
25 - Refrigeration | AIR CONDITIONER - PACKAFGE WALL MOUNT 6 TON | air conditioner packafge wall mount | AC-3 |  | 2301-F33018-0-2 | MARVAIR | MGA1072AC090C+HEG¦CADD21++D+++ |  | 2023-06-13 | R410A | 4.252 | 6
25 - Refrigeration | A/C Control Panel | control panel |  | 154 - CONTROLS - SYSTEM |  | HONEYWELL |  |  | 1988-01-01
30 - Ventilation / Air Distribution | Supply / Exhaust Fans | supply exhaust fans |  | 281 - FAN UNIT VENTILATOR |  | Penn Ventilator
20 - Heating | Heating | heating |  | 520 - UNIT HEATER
25 - Refrigeration | Air Conditioner - WINDOW AC - 8,000 BTU - AC-1 | air conditioner window btu | WAC-1 | 035 - AIR CONDITIONER - WINDOW | Not Available | FRIEDRICH | CP08G10 |  | 2013-07-26 | R410A | 0.371 | 0.66
30 - Ventilation / Air Distribution | Fan-Unit Ventilator | fan unit ventilator |  | 281 - FAN UNIT VENTILATOR
20 - Heating | Heating | heating |  | 520 - UNIT HEATER
25 - Refrigeration | Air Conditioner - WINDOW AC - 1.5 TON - WAC-1 | air conditioner window wac | WAC-1 | 035 - AIR CONDITIONER - WINDOW | 2102H07243 | FRIEDRICH | CCW18B30A |  | 2022-10-09 | R410A | 0.85 | 1.5
30 - Ventilation / Air Distribution | Fan-Unit Ventilator | fan unit ventilator |  | 281 - FAN UNIT VENTILATOR
20 - Heating | Heating | heating |  | 520 - UNIT HEATER
25 - Refrigeration | Glycol Dry Cooler | glycol dry cooler | CU-1 | 180 - COOLING TOWER
30 - Ventilation / Air Distribution | Fan - Exhaust | fan exhaust |  | 270 - FAN - EXHAUST
30 - Ventilation / Air Distribution | Fan-Unit Ventilator | fan unit ventilator |  | 281 - FAN UNIT VENTILATOR
20 - Heating | Heating | heating |  | 520 - UNIT HEATER
25 - Refrigeration | Air Conditioner - Packaged - 1 Ton | air conditioner packaged | AC-1 | 025 - AIR CONDITIONER - PACKAGED >= 5.4 TONS | [6 empty] | 1 | 1
30 - Ventilation / Air Distribution | Supply/Exhaust Fan | supply exhaust fan |  | 260 - FAN ASSEMBLY - SUPPLY - RETURN
30 - Ventilation / Air Distribution | Fan-Unit Ventilator | fan unit ventilator |  | 281 - FAN UNIT VENTILATOR
20 - Heating | Heating | heating |  | 520 - UNIT HEATER
25 - Refrigeration | Air Conditioner - Window AC - 1 Ton - WAC-1 | air conditioner window wac | WAC-1 | 025 - AIR CONDITIONER - PACKAGED >= 5.4 TONS | ADAK00498 | Friedrich | CP12G10A |  | 2014-07-18 | R410A | 0.54 | 1
30 - Ventilation / Air Distribution | Fan-Unit Ventilator | fan unit ventilator |  | 281 - FAN UNIT VENTILATOR
20 - Heating | Heating - Electric Baseboard | heating electric baseboard |  | 343 - HEATER - ELECTRIC - BASEBOARD
25 - Refrigeration | Air Conditioner - Packaged - 1 Ton | air conditioner packaged | WAC-1 | 025 - AIR CONDITIONER - PACKAGED >= 5.4 TONS | 412TAYV01322 | FRIEDRICH | ZQ10B10 |  |  | R22 | 0.51 | 0.83
20 - Heating | Furnace - Lennox | furnace |  | 340 - FURNACE - WARM AIR (GAS OR OIL) | 5800L02107 | LENNOX | G20Q3/4E-100-7
25 - Refrigeration | Air Conditioners / Heat Pump - Split System | air conditioners heat pump split system |  | 030 - AIR CONDITIONER - SPLIT >= 5.4 TONS | 5897F 02617 | Lennox | HS26-036-2P |  |  | R22 | 2.64 | 3
25 - Refrigeration | Condenser - Lennox Cond Unit | condenser cond unit |  | 150 - CONDENSER - AIR COOLED | 5897F02617 | LENNOX | HS26036-2P |  |  | R22 |  | 3
30 - Ventilation / Air Distribution | Cooling Coil Evaporator - Lennox | cooling coil evaporator |  | 130 - COOLING COIL - EVAPORATOR | 6000 M27244 | LENNOX | C23-41-1
25 - Refrigeration | Glycol Dry Cooler | glycol dry cooler |  | 180 - COOLING TOWER
30 - Ventilation / Air Distribution | Fan-Unit Ventilator | fan unit ventilator |  | 281 - FAN UNIT VENTILATOR
20 - Heating | Heating | heating |  | 520 - UNIT HEATER
25 - Refrigeration | Air Conditioner - Packaged - 1 Ton | air conditioner packaged |  | 025 - AIR CONDITIONER - PACKAGED >= 5.4 TONS | [6 empty] | 1 | 1
30 - Ventilation / Air Distribution | Air Conditioner, Packaged - Eng Air | air conditioner packaged eng air |  | 025 - AIR CONDITIONER - PACKAGED >= 5.4 TONS | 12999 | ENGINEERED AIR | OWH-3 |  |  | R22 | 1.36 | 3
30 - Ventilation / Air Distribution | Fan - Supply/Exhaust | fan supply exhaust | 1-EF1 | 270 - FAN - EXHAUST | 59819 | GREENHECK | SP117 |  | 2002-01-01
20 - Heating | Unit Heater | unit heater | 1UH2 | 520 - UNIT HEATER | 02D-000101 | CHROMALOX | 13707 |  | 1980-01-01
20 - Heating | Unit Heater | unit heater | 1UH1 | 520 - UNIT HEATER | 02D-000101 | CHROMALOX | 13707 |  | 1987-01-01
25 - Refrigeration | Air Conditioner #2 | air conditioner | 1 AHU 2 | 025 - AIR CONDITIONER - PACKAGED >= 5.4 TONS | NNWP034809 | YORK | D1EA090A25TAB |  | 1990-01-01 | R22 | 5.84 | 7.5
25 - Refrigeration | Air Conditioner #1 | air conditioner | 1-AHU1 | 025 - AIR CONDITIONER - PACKAGED >= 5.4 TONS | NNWP034810 | YORK | D1EA090A25TAB |  | 1990-01-01 | R22 | 5.84 | 7.5
25 - Refrigeration | Glycol Dry Cooler | glycol dry cooler |  | 180 - COOLING TOWER
30 - Ventilation / Air Distribution | Fan-Unit Ventilator | fan unit ventilator |  | 281 - FAN UNIT VENTILATOR
20 - Heating | Heating | heating |  | 520 - UNIT HEATER
25 - Refrigeration | Air Conditioner - Packaged - 1 Ton | air conditioner packaged |  | 025 - AIR CONDITIONER - PACKAGED >= 5.4 TONS | 2004I05664 | FRIEDRICH | CCW12B10A |  | 2021-05-01 | R410A | 0.62 | 1
30 - Ventilation / Air Distribution | Fan-Unit Ventilator | fan unit ventilator |  | 281 - FAN UNIT VENTILATOR
20 - Heating | Heating | heating |  | 520 - UNIT HEATER
25 - Refrigeration | Air Conditioner - Packaged - 1 Ton | air conditioner packaged |  | 025 - AIR CONDITIONER - PACKAGED >= 5.4 TONS | 2111I06548 | FRIEDRICH | CCW12B10A |  | 2023-05-31 | R410A | 0.62 | 1
25 - Refrigeration | Air Conditioner - Split - AHU-1 | air conditioner split | AHU-1 | 030 - AIR CONDITIONER - SPLIT >= 5.4 TONS | SEHJM412122 | YORK | H2RC042506A |  |  | R22 | 3.69 | 3.5
30 - Ventilation / Air Distribution | Fan-Unit Ventilator | fan unit ventilator |  | 281 - FAN UNIT VENTILATOR
20 - Heating | Heating | heating |  | 520 - UNIT HEATER
20 - Heating | HOT WATER BOILER 1 | hot water boiler |  | 070 - BOILER - HOT WATER |  | PARKER INDUSTRIAL | t1140r |  | 2008-01-01
20 - Heating | HOT WATER BOILER 2 | hot water boiler |  | 070 - BOILER - HOT WATER |  | PARKER INDUSTRIAL | t1140r |  | 2008-01-01
25 - Refrigeration | CHILLER #1 | chiller |  | 115 - CHILLER - SCREW | U99E08815 | TRANE | RTAA070AYK01B3 |  |  | R22 | 26 | 70
25 - Refrigeration | CHILLER #2 | chiller |  | 115 - CHILLER - SCREW | U99E08816 | TRANE | RTAA070AYK01B3 |  |  | R22 | 52.6 | 70
25 - Refrigeration | Coil washing - Jul (All coils on site) | coil washing jul |  | 150 - CONDENSER - AIR COOLED
25 - Refrigeration | Glycol Dry Cooler | glycol dry cooler |  | 180 - COOLING TOWER
30 - Ventilation / Air Distribution | FAN - EXHAUST | fan exhaust |  | 270 - FAN - EXHAUST |  | DOMEX | AW-20 |  | 2002-01-03
30 - Ventilation / Air Distribution | FAN - EXHAUST | fan exhaust |  | 270 - FAN - EXHAUST | XB166511 | DYNAMASTER | FISHA-1
30 - Ventilation / Air Distribution | FAN - EXHAUST | fan exhaust |  | 270 - FAN - EXHAUST | N/A | DOMEX | BT45
30 - Ventilation / Air Distribution | FAN - EXHAUST | fan exhaust |  | 270 - FAN - EXHAUST | 196132.001 | CARNES | VEOK12J3A1CA20SPC1
30 - Ventilation / Air Distribution | FAN - EXHAUST | fan exhaust |  | 270 - FAN - EXHAUST | P18T | PVC | BREVZUWHY
30 - Ventilation / Air Distribution | FAN - EXHAUST | fan exhaust |  | 270 - FAN - EXHAUST |  | BROAN | Z6H
30 - Ventilation / Air Distribution | FAN - EXHAUST | fan exhaust |  | 270 - FAN - EXHAUST |  | JENN | 100CW
30 - Ventilation / Air Distribution | FAN - EXHAUST | fan exhaust |  | 270 - FAN - EXHAUST | P16T | PVC | BREEZEWAY
30 - Ventilation / Air Distribution | FAN - EXHAUST | fan exhaust |  | 270 - FAN - EXHAUST |  | DOMEX
30 - Ventilation / Air Distribution | FAN - EXHAUST | fan exhaust |  | 270 - FAN - EXHAUST |  | DOMEX | WAT10
30 - Ventilation / Air Distribution | FAN - EXHAUST | fan exhaust |  | 270 - FAN - EXHAUST |  | DOMEX | 0B051
30 - Ventilation / Air Distribution | AIR HANDLING UNIT | air handling unit |  | 050 - AIR HANDLING UNIT | B75-1075 | BUFFALO PACKAGE EQUIPMENT | QT 310 |  | 1975-01-01
30 - Ventilation / Air Distribution | AIR HANDLING UNIT | air handling unit | AHU2 | 050 - AIR HANDLING UNIT | 6725041 | SHELDONS | 2h18 |  | 1967-01-01
30 - Ventilation / Air Distribution | AIR HANDLING UNIT | air handling unit | MZ1 | 050 - AIR HANDLING UNIT | t18604 | RECOLD | mh340m
30 - Ventilation / Air Distribution | AIR HANDLING UNIT | air handling unit | R-AHU-2 | 050 - AIR HANDLING UNIT | ALGM XT0264 | York | XTO-084X060 |  | 2020-04-01
30 - Ventilation / Air Distribution | Air Handling Unit w/ Chilled Water | air handling unit chilled water | 1-FC01 | 050 - AIR HANDLING UNIT | H23D45784 | Trane | UCCAB21A0F0GR030000000HEJ00AA00000010001
30 - Ventilation / Air Distribution | HUMIDIFIER | humidifier |  | 350 - HUMIDIFIER
30 - Ventilation / Air Distribution | FAN - RETURN | fan return |  | 260 - FAN ASSEMBLY - SUPPLY - RETURN |  | AEROFOIL | B67-199/1/1
30 - Ventilation / Air Distribution | FAN - SUPPLY | fan supply |  | 260 - FAN ASSEMBLY - SUPPLY - RETURN
30 - Ventilation / Air Distribution | RETURN AIR FAN | return air fan |  | 260 - FAN ASSEMBLY - SUPPLY - RETURN
30 - Ventilation / Air Distribution | Fan-Unit Ventilator | fan unit ventilator | FC1 | 281 - FAN UNIT VENTILATOR | k793907 | CARRIER | 40rs008530 |  | 1993-01-01
20 - Heating | Heating | heating |  | 520 - UNIT HEATER
20 - Heating | HEATER - ELECTRIC, WALL MOUNTED | heater electric wall mounted |  | 344 - HEATER - ELECTRIC - UNIT |  | WESTCAN | PWH-20
20 - Heating | RADIANT WALL HEATER | radiant wall heater |  | 344 - HEATER - ELECTRIC - UNIT |  | CHROMALOX | CLR-4017
20 - Heating | RADIANT WALL HEATER | radiant wall heater |  | 344 - HEATER - ELECTRIC - UNIT | 1964-04-01 | CHROMALOX | CLR-4020
20 - Heating | RADIANT HEATER | radiant heater |  | 344 - HEATER - ELECTRIC - UNIT | 9909-071-080-0134 | ROBERTS GORDON | BH-80
20 - Heating | RADIANT HEATER | radiant heater |  | 344 - HEATER - ELECTRIC - UNIT | 9904-071-080-0068 | ROBERTS GORDON | BH-80
20 - Heating | RADIANT HEATER | radiant heater |  | 344 - HEATER - ELECTRIC - UNIT | 9908-071-040-0006 | ROBERTS GORDON | BH-40
20 - Heating | HEATER - WALL MOUNTED UNIT | heater wall mounted unit |  | 344 - HEATER - ELECTRIC - UNIT | 14-88 | CROMALOX | PUH 050-0000
20 - Heating | HEATER - WALL MOUNTED UNIT | heater wall mounted unit |  | 344 - HEATER - ELECTRIC - UNIT | 0-82 | CROMALOX | BUH-51C
20 - Heating | HEATER - WALL MOUNTED UNIT | heater wall mounted unit |  | 344 - HEATER - ELECTRIC - UNIT | 3608 | GENERAL ELECTRIC | AX-352
20 - Heating | HEATER - WALL MOUNTED UNIT | heater wall mounted unit |  | 344 - HEATER - ELECTRIC - UNIT |  | TEL PRO | RUH3T
20 - Heating | UNIT HEATER | unit heater |  | 520 - UNIT HEATER | B60319BN57441X | REZNOR | F50-3
20 - Heating | UNIT HEATER | unit heater |  | 520 - UNIT HEATER | 38011010506-8611 | MADINE | PD50AE0130
20 - Heating | UNIT HEATER | unit heater |  | 520 - UNIT HEATER
30 - Ventilation / Air Distribution | FAN COIL | fan coil |  | 280 - FAN COIL UNIT (CABINET HEATER - COOLER) | K793907 | CARRIER | 40RSOO8530
30 - Ventilation / Air Distribution | FAN COIL | fan coil |  | 280 - FAN COIL UNIT (CABINET HEATER - COOLER) |  | PACE
30 - Ventilation / Air Distribution | FAN COIL | fan coil |  | 280 - FAN COIL UNIT (CABINET HEATER - COOLER) | 672504-1 | SHELDONS ENGINEERING
25 - Refrigeration | Air Conditioner - Packaged - 6 Tons | air conditioner packaged | 1-AHU3 | 025 - AIR CONDITIONER - PACKAGED >= 5.4 TONS | LGF15578401 | MARVAIR | AVPA72ACC090CUA5100 |  | 2017-12-31 | R410A | 4.53 | 6
25 - Refrigeration | Air Conditioner - Packaged - 3 Ton | air conditioner packaged | AC1 | 054 - AIR CONDITIONER - PACKAGED < 5.4 TONS | Y10JH50271 | LIEBERT | ET0367RPEOTS712 |  | 2011-01-01 | R407C | 2.1 | 3
25 - Refrigeration | Air Conditioner - Packaged - 3 Ton | air conditioner packaged | AHU-3 | 054 - AIR CONDITIONER - PACKAGED < 5.4 TONS | ML65122 | MARVAIR COMPAC II | AVP36ACC09CU 1000 |  | 1995-01-01 | R22 | 1.75 | 3
20 - Heating | PUMP | pump |  | 400 - PUMP - GENERAL
20 - Heating | PUMP | pump |  | 400 - PUMP - GENERAL
25 - Refrigeration | Glycol Dry Cooler | glycol dry cooler |  | 180 - COOLING TOWER
30 - Ventilation / Air Distribution | Fan-Unit Ventilator | fan unit ventilator |  | 281 - FAN UNIT VENTILATOR
20 - Heating | Heating | heating |  | 520 - UNIT HEATER
20 - Heating | Heater - Electric, Baseboard | heater electric baseboard |  | 343 - HEATER - ELECTRIC - BASEBOARD
25 - Refrigeration | Air Conditioner AC-1 | air conditioner | AC-1 | 035 - AIR CONDITIONER - WINDOW | 1407040902183 | DANBY | DAC10075EE |  |  | R410A | 2 | 1
30 - Ventilation / Air Distribution | Air Conditioner AHU-1 | air conditioner | AHU 1 | 025 - AIR CONDITIONER - PACKAGED >= 5.4 TONS | N0G6724214 | YORK | D5CE060A25 |  |  | R22 | 4.54 | 5
20 - Heating | Furnace - Warm Air (Gas or Oil) | furnace warm air | F. 1 | 340 - FURNACE - WARM AIR (GAS OR OIL) | 6374H00393 | LENNOX | G8R-200-2 |  | 1985-01-01
20 - Heating | Economizer | economizer |  | 245 - ECONOMIZER
25 - Refrigeration | Air Conditioner, Split - 5 Ton | air conditioner split | CU-1 | 059 - AIR CONDITIONER - SPLIT < 5.4 TONS | 6374C03018 | LENNOX | H58-653-6FFL |  | 1974-01-01 | R438A | 5.9 | 5
25 - Refrigeration | Air Conditioner, Split - 4.5 Ton | air conditioner split | CU-2 | 059 - AIR CONDITIONER - SPLIT < 5.4 TONS | G-420L | LENNOX | HS6-411-1TFFE |  | 1990-01-01 | R22 | 5 | 4.5
25 - Refrigeration | Air Conditioner, Split - 5 Ton | air conditioner split | CU-3 | 059 - AIR CONDITIONER - SPLIT < 5.4 TONS | 6379K61209 | LENNOX | HS8-653-6FFL |  | 1979-01-01 | R22 | 6.4 | 5
25 - Refrigeration | CONDENSING UNIT GROUP CU-1-3 | condensing unit | CU-1-3 | 150 - CONDENSER - AIR COOLED | [6 empty] | 3 | 3
25 - Refrigeration | Condenser - Air Cooled - CU-1 | condenser air cooled | CU-1 | 150 - CONDENSER - AIR COOLED | 6420L | LENNOX | HS6-411-1TFFE
25 - Refrigeration | Condenser - Air Cooled - CU-2 | condenser air cooled | CU-2 | 150 - CONDENSER - AIR COOLED | 6374C03018 | LENNOX | H68-653-6FFL
25 - Refrigeration | Condenser - Air Cooled - CU-3 | condenser air cooled | CU-3 | 150 - CONDENSER - AIR COOLED | 6379K61209 | LENNOX | HS8-653-6FFL |  |  | R22 | 3.3 | 5
25 - Refrigeration | Glycol Dry Cooler | glycol dry cooler |  | 180 - COOLING TOWER
30 - Ventilation / Air Distribution | Fan | fan |  | 270 - FAN - EXHAUST
30 - Ventilation / Air Distribution | Air Handling Unit | air handling unit | B. 1A | 050 - AIR HANDLING UNIT | 5374H03333 | LENNOX | B3-651 |  | 1999-01-01
30 - Ventilation / Air Distribution | Air Handling Unit | air handling unit | B. 1B | 050 - AIR HANDLING UNIT | 5374E02428 | LENNOX | B3-65-1 |  | 1999-01-01
20 - Heating | Humidifier | humidifier | HU-2 | 350 - HUMIDIFIER |  | LENNOX |  |  | 1985-01-01
30 - Ventilation / Air Distribution | Humidifier | humidifier | HU-1 | 350 - HUMIDIFIER |  | LENNOX |  |  | 1985-01-01
30 - Ventilation / Air Distribution | Fan Assembly | fan assembly |  | 260 - FAN ASSEMBLY - SUPPLY - RETURN
30 - Ventilation / Air Distribution | Fan-Unit Ventilator | fan unit ventilator |  | 281 - FAN UNIT VENTILATOR
20 - Heating | Heating | heating |  | 520 - UNIT HEATER
20 - Heating | Heater | heater |  | 344 - HEATER - ELECTRIC - UNIT
25 - Refrigeration | Air Conditioner, Packaged - 10 Tons | air conditioner packaged | RTU-101 | 025 - AIR CONDITIONER - PACKAGED >= 5.4 TONS | 323100472L | TRANE | TSC1200A3E0A0001 |  | 2010-01-01 | R22 | 7 | 10
25 - Refrigeration | Air Conditioner, Packaged - 2 Ton | air conditioner packaged | RTU-2 | 054 - AIR CONDITIONER - PACKAGED < 5.4 TONS | 56941A11310 | LENNOX | CHA16-261-3P |  | 2010-01-01 | R22 | 1.5 | 2
20 - Heating | Controls | controls |  | 153 - CONTROLS - ELECTRIC AND ELECTRONIC |  |  |  |  | 1986-01-01
25 - Refrigeration | Compressed Air Dryer | compressed air dryer |  | 147 - COMPRESSED AIR DRYER
20 - Heating | Boiler | boiler |  | 340 - FURNACE - WARM AIR (GAS OR OIL)
20 - Heating | Economizer | economizer |  | 245 - ECONOMIZER
25 - Refrigeration | Condenser | condenser |  | 150 - CONDENSER - AIR COOLED
25 - Refrigeration | Glycol Dry Cooler | glycol dry cooler |  | 180 - COOLING TOWER
30 - Ventilation / Air Distribution | Fan | fan |  | 270 - FAN - EXHAUST
30 - Ventilation / Air Distribution | Humidifier | humidifier |  | 350 - HUMIDIFIER
30 - Ventilation / Air Distribution | Fan Assembly | fan assembly |  | 260 - FAN ASSEMBLY - SUPPLY - RETURN
30 - Ventilation / Air Distribution | Fan-Unit Ventilator | fan unit ventilator |  | 281 - FAN UNIT VENTILATOR
20 - Heating | Heating | heating |  | 520 - UNIT HEATER
20 - Heating | Heater | heater |  | 344 - HEATER - ELECTRIC - UNIT
25 - Refrigeration | Air Conditioner - Packaged - 1 Ton | air conditioner packaged |  | 025 - AIR CONDITIONER - PACKAGED >= 5.4 TONS | 10962 | ENGINEERED AIR | OWH-2 |  |  |  | 1 | 1
25 - Refrigeration | Air Conditioner, Window Unit - Electrohome | air conditioner window unit electrohome |  | 035 - AIR CONDITIONER - WINDOW |  | ELECTROHOME | AC 1151 |  |  |  | 0.1 | 0.1
20 - Heating | Controls | controls |  | 153 - CONTROLS - ELECTRIC AND ELECTRONIC
25 - Refrigeration | Compressed Air Dryer | compressed air dryer |  | 147 - COMPRESSED AIR DRYER
25 - Refrigeration | Air Conditioner - Packaged - 2 Ton | air conditioner packaged |  | 054 - AIR CONDITIONER - PACKAGED < 5.4 TONS | 07020983-2 | McLean Thermal | T62-2226-016 |  | 2010-01-01 | R22 | 1.8 | 2
25 - Refrigeration | Air Conditioner - Packaged - 2 Ton | air conditioner packaged |  | 054 - AIR CONDITIONER - PACKAGED < 5.4 TONS | 07007970-1 | McLean Thermal | T62-2226-018 |  | 2010-01-01 | R22 | 1.8 | 2
25 - Refrigeration | Air Conditioner - SPLIT | air conditioner split | AC-1 | 030 - AIR CONDITIONER - SPLIT >= 5.4 TONS | 255818-001 | LIEBERT | BU067A-BAM |  |  | R410A | 31.8 | 5
25 - Refrigeration | Conditionneurs d'air - Monobloc | conditionneurs 'air monobloc |  | 025 - AIR CONDITIONER - PACKAGED >= 5.4 TONS | 255818-001 | Liebert | BU 067A-BAU |  | 1998-08-22 | R22 | 31.75 | 5
20 - Heating | Furnace | furnace |  | 340 - FURNACE - WARM AIR (GAS OR OIL) | 5904L09527 | LENNOX | G50UH-36C-110-07 |  | 2007-01-01
25 - Refrigeration | Air Conditioner - Split - 4 Ton | air conditioner split | BL-1 | 059 - AIR CONDITIONER - SPLIT < 5.4 TONS | 5370G00568 | LENNOX | B3-65-1 |  | 1970-01-01 | R22 | 11 | 4
25 - Refrigeration | Air Conditioner - Split - 4 Ton | air conditioner split | CU-1 | 059 - AIR CONDITIONER - SPLIT < 5.4 TONS | 5170629507 | LENNOX | HS8511V-1P |  | 1970-01-01 | R22 | 11 | 4
30 - Ventilation / Air Distribution | Exhaust Fan | exhaust fan |  | 270 - FAN - EXHAUST |  | ZEPHYR | Z-6 |  | 1980-01-01
30 - Ventilation / Air Distribution | Fan-Unit Ventilator | fan unit ventilator |  | 281 - FAN UNIT VENTILATOR
20 - Heating | Baseboard Heater | baseboard heater |  | 343 - HEATER - ELECTRIC - BASEBOARD |  |  |  |  | 1997-01-01
25 - Refrigeration | Air Conditioner - Packaged - 5 Ton | air conditioner packaged | AC-1 | 054 - AIR CONDITIONER - PACKAGED < 5.4 TONS | 247881-1 | LIEBERT | ET060SRYEOT |  | 2002-01-01 | R22 | 15.4 | 5
20 - Heating | Furnace | furnace |  | 340 - FURNACE - WARM AIR (GAS OR OIL)
20 - Heating | Economizer | economizer |  | 245 - ECONOMIZER
25 - Refrigeration | Condenser | condenser |  | 150 - CONDENSER - AIR COOLED
25 - Refrigeration | Glycol Dry Cooler | glycol dry cooler | AC-1 | 180 - COOLING TOWER
30 - Ventilation / Air Distribution | Fan | fan |  | 270 - FAN - EXHAUST
30 - Ventilation / Air Distribution | Humidifier | humidifier |  | 350 - HUMIDIFIER
30 - Ventilation / Air Distribution | Fan Assembly | fan assembly |  | 260 - FAN ASSEMBLY - SUPPLY - RETURN
30 - Ventilation / Air Distribution | Fan-Unit Ventilator | fan unit ventilator |  | 281 - FAN UNIT VENTILATOR
20 - Heating | Heating | heating |  | 520 - UNIT HEATER
20 - Heating | Heater | heater |  | 344 - HEATER - ELECTRIC - UNIT
25 - Refrigeration | Air Conditioner - Packaged - 1 Ton | air conditioner packaged | AC-2 | 025 - AIR CONDITIONER - PACKAGED >= 5.4 TONS | [6 empty] | 1 | 1
25 - Refrigeration | Air Conditioners / Heat Pump - Packaged | air conditioners heat pump packaged |  | 025 - AIR CONDITIONER - PACKAGED >= 5.4 TONS | 314J153250391-02 | Bard | W24A2-A00WPXXXJ |  |  | R22 | 1.64 | 2
25 - Refrigeration | Air Conditioners / Heat Pump - Packaged | air conditioners heat pump packaged |  | 025 - AIR CONDITIONER - PACKAGED >= 5.4 TONS | ADLK02678 | Friedrich | CP12G10A |  |  | R410A | 0.54 | 1
20 - Heating | Controls | controls |  | 153 - CONTROLS - ELECTRIC AND ELECTRONIC
25 - Refrigeration | Compressed Air Dryer | compressed air dryer |  | 147 - COMPRESSED AIR DRYER
20 - Heating | Furnace | furnace |  | 340 - FURNACE - WARM AIR (GAS OR OIL)
20 - Heating | Economizer | economizer |  | 245 - ECONOMIZER
25 - Refrigeration | Air Conditioner, Split - 2 Ton | air conditioner split | CU-1 | 059 - AIR CONDITIONER - SPLIT < 5.4 TONS |  | LENNOX | CE2 21 26 T |  | 1970-01-01 | R22 | 2.5 | 2
25 - Refrigeration | Air Conditioners / Heat Pump - Split System | air conditioners heat pump split system |  | 030 - AIR CONDITIONER - SPLIT >= 5.4 TONS | U48 | Lennox | CE2-21-26T |  |  | R22 | 2.04 | 1.5
25 - Refrigeration | Condenser | condenser |  | 150 - CONDENSER - AIR COOLED
30 - Ventilation / Air Distribution | Fan | fan |  | 270 - FAN - EXHAUST |  |  |  |  | 2000-01-01
30 - Ventilation / Air Distribution | Air Handling Units | air handling units |  | 050 - AIR HANDLING UNIT |  | DELHI |  |  | 1980-01-01
30 - Ventilation / Air Distribution | Humidifier | humidifier |  | 350 - HUMIDIFIER
30 - Ventilation / Air Distribution | Fan Assembly | fan assembly |  | 260 - FAN ASSEMBLY - SUPPLY - RETURN
30 - Ventilation / Air Distribution | Fan-Unit Ventilator | fan unit ventilator |  | 281 - FAN UNIT VENTILATOR
20 - Heating | Heating | heating |  | 520 - UNIT HEATER
20 - Heating | Baseboard Heater | baseboard heater |  | 343 - HEATER - ELECTRIC - BASEBOARD |  |  |  |  | 2000-01-01
20 - Heating | Baseboard Heater | baseboard heater |  | 343 - HEATER - ELECTRIC - BASEBOARD |  |  |  |  | 2000-01-01
20 - Heating | Baseboard Heater | baseboard heater |  | 343 - HEATER - ELECTRIC - BASEBOARD |  |  |  |  | 2000-01-01
20 - Heating | Baseboard Heater | baseboard heater |  | 343 - HEATER - ELECTRIC - BASEBOARD |  |  |  |  | 2000-01-01
20 - Heating | Heater | heater |  | 344 - HEATER - ELECTRIC - UNIT
25 - Refrigeration | Air Conditioner, Packaged - 5 Ton | air conditioner packaged | AC-1 | 054 - AIR CONDITIONER - PACKAGED < 5.4 TONS | 823932-003 | LIEBERT | ET060SRPEOT5932 |  | 2015-08-27 | R22 | 3.17 | 5
20 - Heating | Controls | controls |  | 153 - CONTROLS - ELECTRIC AND ELECTRONIC
25 - Refrigeration | Compressed Air Dryer | compressed air dryer |  | 147 - COMPRESSED AIR DRYER
20 - Heating | Furnace | furnace |  | 340 - FURNACE - WARM AIR (GAS OR OIL)
20 - Heating | Economizer | economizer |  | 245 - ECONOMIZER
25 - Refrigeration | Condenser | condenser |  | 150 - CONDENSER - AIR COOLED
30 - Ventilation / Air Distribution | Fan | fan |  | 270 - FAN - EXHAUST
30 - Ventilation / Air Distribution | Fan - Exhaust | fan exhaust |  | 270 - FAN - EXHAUST
30 - Ventilation / Air Distribution | Humidifier | humidifier |  | 350 - HUMIDIFIER
30 - Ventilation / Air Distribution | Fan Assembly | fan assembly |  | 260 - FAN ASSEMBLY - SUPPLY - RETURN
30 - Ventilation / Air Distribution | Fan-Unit Ventilator | fan unit ventilator |  | 281 - FAN UNIT VENTILATOR
20 - Heating | Heating | heating |  | 520 - UNIT HEATER
20 - Heating | Heater | heater |  | 344 - HEATER - ELECTRIC - UNIT
20 - Heating | Controls | controls |  | 153 - CONTROLS - ELECTRIC AND ELECTRONIC
25 - Refrigeration | Compressed Air Dryer | compressed air dryer |  | 147 - COMPRESSED AIR DRYER
30 - Ventilation / Air Distribution | Fan-Unit Ventilator | fan unit ventilator |  | 281 - FAN UNIT VENTILATOR
20 - Heating | Heating | heating |  | 520 - UNIT HEATER
25 - Refrigeration | Air Conditioner | air conditioner | AC-1 | 025 - AIR CONDITIONER - PACKAGED >= 5.4 TONS | 9172914604 | Electrohome | A3300A01 |  |  |  | 4 | 5
25 - Refrigeration | Air conditioner - Packaged | air conditioner packaged | AC-2 | 025 - AIR CONDITIONER - PACKAGED >= 5.4 TONS | 172914665 | Electrohome | A3300A01 |  |  |  | 0.1 | 0.1
30 - Ventilation / Air Distribution | Supply Fan | supply fan |  | 260 - FAN ASSEMBLY - SUPPLY - RETURN | 021800M949040 | COOLAIR | VA6D34E1151 |  | 1981-01-01
20 - Heating | Heating | heating |  | 520 - UNIT HEATER
20 - Heating | Heater - Forced Air | heater forced air |  | 344 - HEATER - ELECTRIC - UNIT | OAC03000 | OUELLET |  |  | 2005-10-01
25 - Refrigeration | Air Conditioner - Packaged - 1 Ton - WAC-1 | air conditioner packaged | WAC-1 | 054 - AIR CONDITIONER - PACKAGED < 5.4 TONS | SA7244 | FRIEDRICH | CP12G10 |  | 2013-09-12 | R410A | 0.54 | 1
20 - Heating | HOT WATER BOILER - SMALL | hot water boiler small |  | 070 - BOILER - HOT WATER | 2 | WEIL MCLEAN | PFG6 |  | 1984-01-01
25 - Refrigeration | Air Conditioner - Split - 5 Ton | air conditioner split | AHU-2 | 059 - AIR CONDITIONER - SPLIT < 5.4 TONS | WIC3541343 | YORK | YCJD60543S4A |  | 2014-01-01 | R410A | 2.5 | 5
25 - Refrigeration | Air Conditioner - Split - 5 Ton | air conditioner split | AHU-1 | 059 - AIR CONDITIONER - SPLIT < 5.4 TONS | WIF3803574 | YORK | YCJD60S43S4A |  | 2014-01-01 | R410A | 2.5 | 5
25 - Refrigeration | Air Conditioner, Split -2 Ton -RTU-1 | air conditioner split | RTU-1 | 059 - AIR CONDITIONER - SPLIT < 5.4 TONS | 4YU19512A | MITSUBISHI | PUYA24NHA4 |  | 2015-01-01 | R410A | 3 | 2
25 - Refrigeration | CONDENSING UNIT I | condensing unit |  | 150 - CONDENSER - AIR COOLED |  | CARRIER
25 - Refrigeration | CONDENSING UNIT II | condensing unit ii |  | 150 - CONDENSER - AIR COOLED |  | CARRIER
25 - Refrigeration | Coil washing - Sep (All coils on site) | coil washing sep |  | 150 - CONDENSER - AIR COOLED
20 - Heating | UNIT HEATER | unit heater | 1-UH-1 | 520 - UNIT HEATER | 1 | TRANE | 1 |  | 1950-01-01
20 - Heating | UNIT HEATER | unit heater |  | 520 - UNIT HEATER | 2 | TRANE | 2 |  | 1950-01-01
25 - Refrigeration | Air Conditioner - Packaged - 7.5 Ton-AHU-3 | air conditioner packaged | AHU-3 | 025 - AIR CONDITIONER - PACKAGED >= 5.4 TONS | N1C3556653 | YORK | ZF090C00N2AAA5A |  | 2014-01-01 | R410A | 4.6 | 7.5
25 - Refrigeration | Air Conditioner - WINDOW - 0.83 TON - WAC-1 | air conditioner window | WAC-1 | 025 - AIR CONDITIONER - PACKAGED >= 5.4 TONS | EN585231 1291 | EMERSON | 10LW12K |  | 2005-06-17 | R22 | 0.53 | 0.83
30 - Ventilation / Air Distribution | Fan-Unit Ventilator | fan unit ventilator |  | 281 - FAN UNIT VENTILATOR |  | WINDOW SHAKER |  |  | 1992-01-01
20 - Heating | Heating | heating |  | 520 - UNIT HEATER
30 - Ventilation / Air Distribution | Fan - Unit Ventilator | fan unit ventilator |  | 281 - FAN UNIT VENTILATOR
20 - Heating | Heating | heating |  | 520 - UNIT HEATER
30 - Ventilation / Air Distribution | Fan-Unit Ventilator | fan unit ventilator |  | 281 - FAN UNIT VENTILATOR
20 - Heating | Heating | heating |  | 520 - UNIT HEATER
25 - Refrigeration | Air Conditioner - 1-AHU-1 | air conditioner | 1-AHU-1 | 030 - AIR CONDITIONER - SPLIT >= 5.4 TONS | DH43125 | Marvair | AVP42ACA10C-1000 |  | 1996-06-14 | R22 | 2.69 | 3.5
25 - Refrigeration | Air Conditioner - PACKAGED 3.5 TON -1AHU-2 | air conditioner packaged | 1-AHU-2 | 025 - AIR CONDITIONER - PACKAGED >= 5.4 TONS | DH43126 | MARVAIR | AVP42ACA10C-1000 |  | 1996-06-14 | R22 | 2.69 | 3.5
20 - Heating | Furnace - Lennox | furnace |  | 340 - FURNACE - WARM AIR (GAS OR OIL) | 6394F 13449 | LENNOX | 624M3-60A-2
25 - Refrigeration | Air Conditioners / Heat Pump - Split System | air conditioners heat pump split system |  | 030 - AIR CONDITIONER - SPLIT >= 5.4 TONS | 5894G39560 | Lennox | HS26-261-1P |  |  | R22 | 2.95 | 2
25 - Refrigeration | Condenser - Lennox Cond Unit | condenser cond unit |  | 150 - CONDENSER - AIR COOLED | 5894G35960 | LENNOX | HS25-261-1P
25 - Refrigeration | Glycol Dry Cooler | glycol dry cooler |  | 180 - COOLING TOWER
30 - Ventilation / Air Distribution | Fan-Unit Ventilator | fan unit ventilator |  | 281 - FAN UNIT VENTILATOR
20 - Heating | Heating | heating |  | 520 - UNIT HEATER
25 - Refrigeration | Air Conditioner - Packaged - 1 Ton | air conditioner packaged |  | 025 - AIR CONDITIONER - PACKAGED >= 5.4 TONS | [6 empty] | 1 | 1
25 - Refrigeration | Air Conditioner - Carrier Window A/C | air conditioner window | AC-2 | 035 - AIR CONDITIONER - WINDOW | 1221436 | CARRIER | 51FLF218301 |  |  | R22 | 0.91 | 1.5
30 - Ventilation / Air Distribution | Fan Assembly | fan assembly |  | 260 - FAN ASSEMBLY - SUPPLY - RETURN |  | LEIGH |  |  | 1986-01-01
30 - Ventilation / Air Distribution | Fan-Unit Ventilator | fan unit ventilator |  | 281 - FAN UNIT VENTILATOR
20 - Heating | FAN COIL HEATER ELECTRIC I-VH1 | fan coil heater electric | I-VH1 | 344 - HEATER - ELECTRIC - UNIT |  | PENN | P10R |  | 1986-01-01
20 - Heating | Heating | heating |  | 520 - UNIT HEATER
20 - Heating | Unit Heater | unit heater |  | 520 - UNIT HEATER |  |  |  |  | 1996-01-01
25 - Refrigeration | Air Conditioner - Packaged - 5 Ton -R-AHU-1 | air conditioner packaged | R-AHU-1 | 025 - AIR CONDITIONER - PACKAGED >= 5.4 TONS | 3493G01101 | CARRIER | 48LJE006 33ICA |  | 1993-08-27 | R22 | 3.72 | 5
25 - Refrigeration | Air Conditioner - Packaged - 5 Ton- R-AHU-2 | air conditioner packaged | R-AHU-2 | 025 - AIR CONDITIONER - PACKAGED >= 5.4 TONS | 4686GR1347 | CARRIER | 50CD006 5 |  | 1986-01-01 | R22 | 3.27 | 5
25 - Refrigeration | Air Conditioner - WINDOW - 0.83 Ton- WAC-1 | air conditioner window | WAC-1 | 035 - AIR CONDITIONER - WINDOW | 182012620 | ELECTROHOME | A1001A00 |  | 1991-01-01 | R22 | 0.51 | 0.83
25 - Refrigeration | Air conditioner - Portable AC Unit #1 | air conditioner portable | Unit #1 | 029 - PORTABLE AIR CONDITIONER | W1531908001 | WELTEM | WPC-15003 |  | 2020-10-01 | R410A | 6 | 5
25 - Refrigeration | Air Conditioner-Portable #1 | air conditioner portable |  | 029 - PORTABLE AIR CONDITIONER |  | OceanAire | PAC6034 |  | 2020-12-01 | R410A | 2.26 | 5
25 - Refrigeration | Air Conditioner-Portable 5Ton | air conditioner portable |  | 029 - PORTABLE AIR CONDITIONER |  | Oceanaire | PAC6034 |  | 2020-12-01 | R410A | 2.26 | 5
20 - Heating | Heater - Electric, Duct - 1.5KW | heater electric kw | Duct - 1 | 342 - HEATER - ELECTRIC - DUCT | 184657 | Thermolec | SC |  | 2007-02-15
20 - Heating | Heater - Electric, Duct - 25KW | heater electric duct kw |  | 342 - HEATER - ELECTRIC - DUCT | 184657 | Thermolec | SC |  | 2007-02-15
30 - Ventilation / Air Distribution | Heater, Electric - Duct | heater electric duct | TELUS146-30-342-001 | 342 - HEATER - ELECTRIC - DUCT |  | Heatrix | M!-1414 - 11 KW-3 STAGE
25 - Refrigeration | Air Conditioner, Split #1 | air conditioner split | TELUS146-25-030-001 | 030 - AIR CONDITIONER - SPLIT >= 5.4 TONS | 5650CFM | LIEBERT | VH125AUAAEI |  |  |  | 57 | 10
25 - Refrigeration | Air Conditioner, Split #2 | air conditioner split |  | 030 - AIR CONDITIONER - SPLIT >= 5.4 TONS | 895473-001 | Liebert | VH245AUAAR15473 |  | 2007-02-15 |  | 68 | 20
25 - Refrigeration | Air Conditioner, Split #3 | air conditioner split |  | 059 - AIR CONDITIONER - SPLIT < 5.4 TONS | 180831-10-1 | CARRIER | 42BHC12LG4L61210CE |  | 2007-02-15 | R410A | 2 | 3
25 - Refrigeration | Condenser, Air Cooled CU#1 | condenser air cooled | TELUS146-25-150-001 | 150 - CONDENSER - AIR COOLED | 2 3/4 MOTORS | LIEBERT | OCOL-165LA
25 - Refrigeration | Condenser - Air Cooled - CU#3 | condenser air cooled | CU#3 | 150 - CONDENSER - AIR COOLED | TBD | CARRIER | 24ABR360A0060 |  | 2007-02-15 |  |  | 5
25 - Refrigeration | Condenser, Air Cooled CU#2 | condenser air cooled | CU#2 | 150 - CONDENSER - AIR COOLED | TBD | LIEBERT | TBD |  | 2007-02-15
25 - Refrigeration | Coil washing | coil washing |  | 150 - CONDENSER - AIR COOLED
25 - Refrigeration | Glycol Dry Cooler | glycol dry cooler | TELUS146-25-149-001 | 180 - COOLING TOWER
30 - Ventilation / Air Distribution | Fan, Exhaust (EF-2) | fan exhaust | TELUS146-30-270-001 | 270 - FAN - EXHAUST | 1/4 hp Motor | Cook | 80-SONB
30 - Ventilation / Air Distribution | Fan - Exhaust (EF-1) | fan exhaust | EF-1 | 270 - FAN - EXHAUST | 107823280702 | Greenheck | BSQ120-SX |  | 2007-02-15
30 - Ventilation / Air Distribution | Fan Assembly, Supply/Return | fan assembly supply return | TELUS146-30-260-001 | 260 - FAN ASSEMBLY - SUPPLY - RETURN | 1/4 hp Motor | GREENHECK | BSQ-90
30 - Ventilation / Air Distribution | Fan - Fresh Air Make-up | fan fresh air make up | TELUS146-30-281-001 | 281 - FAN UNIT VENTILATOR | 1/4 HP | Cook | 80-SONB
20 - Heating | Heater - Electric Duct - 11KW | heater electric duct kw | TELUS146-20-134-001 | 344 - HEATER - ELECTRIC - UNIT |  | Heatrix | M1-1414 - 11 KW
25 - Refrigeration | Air Conditioner - Packaged - 1 Ton | air conditioner packaged |  | 025 - AIR CONDITIONER - PACKAGED >= 5.4 TONS | [6 empty] | 1 | 1
25 - Refrigeration | Air Conditioner - Packaged - 1 Ton | air conditioner packaged |  | 025 - AIR CONDITIONER - PACKAGED >= 5.4 TONS | [6 empty] | 1 | 1
20 - Heating | Furnace - Warm Air (Gas or Oil) | furnace warm air |  | 340 - FURNACE - WARM AIR (GAS OR OIL) | 5910F15808 | LENNOX | G51MP-36C-090-07 |  | 2010-01-01
20 - Heating | Furnace - Warm Air (Gas or Oil) | furnace warm air |  | 340 - FURNACE - WARM AIR (GAS OR OIL) | 5910F24830 | LENNOX | G51MP-36B-070-07 |  | 2010-01-01
20 - Heating | Furnace - Warm Air (Gas or Oil) | furnace warm air |  | 340 - FURNACE - WARM AIR (GAS OR OIL) | 5910F10365 | LENNOX | G51MP-48C-110-07 |  | 2007-01-01
20 - Heating | FURNACE GROUP FU-1-2 | furnace | FU-1-2 | 340 - FURNACE - WARM AIR (GAS OR OIL)
25 - Refrigeration | Air Conditioner - Split - 2 Ton | air conditioner split |  | 059 - AIR CONDITIONER - SPLIT < 5.4 TONS | 1914F60357 | LENNOX | 13ACX-030-230-17 |  | 2014-01-01 | R410A | 2.6 | 2
25 - Refrigeration | Air Conditioner - Split - 2 Ton | air conditioner split |  | 059 - AIR CONDITIONER - SPLIT < 5.4 TONS | 5810C08350 | LENNOX | TSA048S4N42Y |  | 2010-01-01 | R410A | 3.3 | 2
30 - Ventilation / Air Distribution | Condenser-Evaporative | condenser evaporative |  | 142 - CONDENSER - EVAPORATIVE (COOLING TOWER)
30 - Ventilation / Air Distribution | Fan - Exhaust | fan exhaust |  | 270 - FAN - EXHAUST
30 - Ventilation / Air Distribution | Fan-Unit Ventilator | fan unit ventilator |  | 281 - FAN UNIT VENTILATOR
20 - Heating | Heater - Electric - Unit | heater electric unit |  | 344 - HEATER - ELECTRIC - UNIT
25 - Refrigeration | Air Conditioner - Packaged - 3 Ton | air conditioner packaged |  | 054 - AIR CONDITIONER - PACKAGED < 5.4 TONS | 5470L00522 | LENNOX | CHA8-411 |  | 1975-01-01 | R22 | 3.5 | 4
25 - Refrigeration | Air Conditioner - Packaged - 2 Ton | air conditioner packaged |  | 054 - AIR CONDITIONER - PACKAGED < 5.4 TONS | TCJ137738 | YORK | PF48-25G |  | 1975-01-01 | R22 | 2.2 | 4
25 - Refrigeration | Air Conditioner - Packaged - 2 Ton | air conditioner packaged |  | 054 - AIR CONDITIONER - PACKAGED < 5.4 TONS | TCJ137737 | YORK | PF48-25G |  | 1975-01-01 | R22 | 2.2 | 4
25 - Refrigeration | Air Conditioner - Packaged - 2 Ton | air conditioner packaged |  | 054 - AIR CONDITIONER - PACKAGED < 5.4 TONS | HM-054871 | YORK | PF60-25G |  | 1975-01-01 | R22 | 2.2 | 5
25 - Refrigeration | Air Conditioner, Packaged - 3 Ton | air conditioner packaged |  | 054 - AIR CONDITIONER - PACKAGED < 5.4 TONS | 1910B06789 | LENNOX | 13ACX-036-230-13 |  | 2010-01-01 | R410A | 2.5 | 3
25 - Refrigeration | Glycol Dry Cooler | glycol dry cooler |  | 180 - COOLING TOWER
30 - Ventilation / Air Distribution | Fan-Unit Ventilator | fan unit ventilator |  | 281 - FAN UNIT VENTILATOR
20 - Heating | Heating | heating |  | 520 - UNIT HEATER
25 - Refrigeration | Air Conditioner - Packaged - 1 Ton | air conditioner packaged |  | 025 - AIR CONDITIONER - PACKAGED >= 5.4 TONS | 502TAUL00398 | FRIEDRICH | CP12A10 |  |  |  | 1 | 1
25 - Refrigeration | Air Conditioner - Packaged - 2 Ton | air conditioner packaged |  | 054 - AIR CONDITIONER - PACKAGED < 5.4 TONS | CK6964 | MARVAIR | AVP24ACA04C-1000CI |  | 2008-01-01 | R22 | 1.33 | 2
25 - Refrigeration | Air Conditioner, Split | air conditioner split | TELUS136-25-030-001 | 030 - AIR CONDITIONER - SPLIT >= 5.4 TONS | 241770-003 | LIEBERT | VH245ABSE1 |  | 2000-01-01 | R22 | 20 | 20
25 - Refrigeration | Condenser, Air Cooled | condenser air cooled | TELUS136-25-150-001 | 150 - CONDENSER - AIR COOLED | 0038C37913 | LIEBERT | DCDL-308B |  | 2000-01-01
30 - Ventilation / Air Distribution | Fan, Exhaust | fan exhaust | TELUS136-30-270-001 | 270 - FAN - EXHAUST |  | BROAN | 884N-B |  | 2000-01-01
30 - Ventilation / Air Distribution | Fan, Exhaust | fan exhaust | TELUS136-30-270-002 | 270 - FAN - EXHAUST | 0 | GREENHECK | SQ-80-DGEX-QD |  | 2000-01-01
20 - Heating | Heating | heating | TELUS136-20-134-001 | 520 - UNIT HEATER
30 - Ventilation / Air Distribution | Fan - Exhaust | fan exhaust |  | 270 - FAN - EXHAUST
20 - Heating | Heating | heating |  | 520 - UNIT HEATER
25 - Refrigeration | WINDOW AC UNIT - 1.5 TON | window unit | WAC-1 | 035 - AIR CONDITIONER - WINDOW | JEBS03946 | CLIMETTE | FA1826A |  | 1995-06-01 | R22 | 1.304 | 1.5
25 - Refrigeration | Air Conditioner - Packaged - 5 Ton | air conditioner packaged | AHU-2 | 025 - AIR CONDITIONER - PACKAGED >= 5.4 TONS | 247073 2 | LIEBERT | ET060HRPEBT |  | 1995-01-01 | R22 | 3.175 | 5
20 - Heating | UH-1, UNIT HEATER | unit heater | UH-1 | 520 - UNIT HEATER
25 - Refrigeration | Air Conditioner - Packaged - 10 Ton | air conditioner packaged | RTU 1 | 025 - AIR CONDITIONER - PACKAGED >= 5.4 TONS | 5609H10999 | LENNOX | LGA120H4BH3Y |  | 2009-01-01 | R410A | 9.52 | 10
25 - Refrigeration | Air Conditioner - WMACU-3 - 4 Ton | air conditioner wmacu | WMACU-3 | 035 - AIR CONDITIONER - WINDOW | 33N203822227-02 | Bard | W48AC-A09ZPXXXJ |  | 2021-02-22 | R410A | 4 | 4
25 - Refrigeration | Air Conditioner - Packaged - 4 Ton | air conditioner packaged | AC-2 | 054 - AIR CONDITIONER - PACKAGED < 5.4 TONS | 40964-001A | EDPAC | TEXA-05 |  | 1996-01-01 | R22 | 10 | 4
25 - Refrigeration | Air Conditioner - Packaged - 2 Ton | air conditioner packaged | AC-4 | 054 - AIR CONDITIONER - PACKAGED < 5.4 TONS | 379 | MARVAIR | OACCU |  | 1997-01-01 | R22 | 1.6 | 2
25 - Refrigeration | Air Conditioners / Heat Pump - WMACU-1 | air conditioners heat pump wmacu | WMACU-1 | 025 - AIR CONDITIONER - PACKAGED >= 5.4 TONS | 292M213916320-02 | Bard | W60ACB06ZPXXXJ |  |  | R410A | 4.2 | 5
20 - Heating | Furnace | furnace |  | 340 - FURNACE - WARM AIR (GAS OR OIL) | 6300L07167 | LENNOX | G27M3-75A-2 |  | 2000-01-01
25 - Refrigeration | Air Conditioner - Split - 3 Ton | air conditioner split | CU-1 | 059 - AIR CONDITIONER - SPLIT < 5.4 TONS | 5801F59526 | LENNOX | 10ACB36-12P |  | 2001-01-01 | R22 | 2.2 | 3
30 - Ventilation / Air Distribution | Fan - Exhaust | fan exhaust |  | 270 - FAN - EXHAUST
30 - Ventilation / Air Distribution | Supply Fan | supply fan |  | 260 - FAN ASSEMBLY - SUPPLY - RETURN |  |  |  |  | 2000-01-01
30 - Ventilation / Air Distribution | Fan-Unit Ventilator | fan unit ventilator |  | 281 - FAN UNIT VENTILATOR
25 - Refrigeration | Air Conditioner, Window Unit | air conditioner window unit |  | 035 - AIR CONDITIONER - WINDOW | [6 empty] | 0.1 | 0.1
25 - Refrigeration | Air Conditioner - Packaged - 2 Ton | air conditioner packaged | AC-1 | 054 - AIR CONDITIONER - PACKAGED < 5.4 TONS | ML 611536 3359 | EMERSON | 24JD44 |  | 2010-01-01 | R22 | 1 | 2
25 - Refrigeration | Air Conditioner - Packaged - Under 5.4 Ton | air conditioner packaged under |  | 025 - AIR CONDITIONER - PACKAGED >= 5.4 TONS | EL44340 | Marvair | AVP24ACA04C-1000-CI |  |  | R22 | 1.33 | 3
20 - Heating | Furnace | furnace | FU 1 | 340 - FURNACE - WARM AIR (GAS OR OIL) | 6394F05730 | LENNOX | G24M3/4-120A-2 |  | 1998-01-01
25 - Refrigeration | Air Conditioner, Split - 2.5 Ton | air conditioner split |  | 059 - AIR CONDITIONER - SPLIT < 5.4 TONS | 6594G01550 | LENNOX | CR18-41-1 |  | 1998-01-01 | R22 | 3.8 | 3
25 - Refrigeration | Air Conditioner, Split - 2 Ton | air conditioner split | AC 1 | 059 - AIR CONDITIONER - SPLIT < 5.4 TONS | 5894E13441 | LENNOX | HS25-461-1P |  | 1998-01-01 | R22 | 3.8 | 3.5
30 - Ventilation / Air Distribution | Fan-Unit Ventilator | fan unit ventilator |  | 281 - FAN UNIT VENTILATOR
20 - Heating | Unit Heater | unit heater | UH 1 | 520 - UNIT HEATER | C8230578 | ITS GRINNELL | PT0-30 |  | 1982-01-01
30 - Ventilation / Air Distribution | Split unit | split unit |  | 030 - AIR CONDITIONER - SPLIT >= 5.4 TONS | 241926-001 | LIEBERT | VH125A-BAEI |  | 2000-01-01 | R22 | 90.71 | 15
30 - Ventilation / Air Distribution | Split unit | split unit |  | 030 - AIR CONDITIONER - SPLIT >= 5.4 TONS | 241926-002 | LIEBERT | VH125A-BAEI |  | 2000-01-01 | R22 | 127 | 15
25 - Refrigeration | Air Conditioner - Packaged - 1 Ton | air conditioner packaged |  | 025 - AIR CONDITIONER - PACKAGED >= 5.4 TONS |  | MARVAIR |  |  |  |  | 1 | 1
30 - Ventilation / Air Distribution | Fan-Unit Ventilator | fan unit ventilator |  | 281 - FAN UNIT VENTILATOR
20 - Heating | Heating | heating |  | 520 - UNIT HEATER
30 - Ventilation / Air Distribution | Fan-Unit Ventilator | fan unit ventilator |  | 281 - FAN UNIT VENTILATOR
20 - Heating | Heating | heating |  | 520 - UNIT HEATER
25 - Refrigeration | Air Conditioner- window WAC -2 TON | air conditioner window wac | WAC-1 | 035 - AIR CONDITIONER - WINDOW | 2006H01660 | FRIEDRICH | CCW24B30A |  | 2021-06-04 | R410A | 1.05 | 2
30 - Ventilation / Air Distribution | Fan-Unit Ventilator | fan unit ventilator |  | 281 - FAN UNIT VENTILATOR
20 - Heating | Heating | heating |  | 520 - UNIT HEATER
25 - Refrigeration | Split-Condensor Unit | split condensor unit | CU-1 | 025 - AIR CONDITIONER - PACKAGED >= 5.4 TONS | 5809J18230 | Lennox | XC14-029-230 |  |  | R410A | 2.95 | 2
25 - Refrigeration | Packaged-Wall Mount | packaged wall mount |  | 035 - AIR CONDITIONER - WINDOW | 12055#2 | Engineered Air | OWH-2 |  |  | R22 | 1.13 | 1
30 - Ventilation / Air Distribution | Fan-Unit Ventilator | fan unit ventilator |  | 281 - FAN UNIT VENTILATOR
20 - Heating | Heating | heating |  | 520 - UNIT HEATER
25 - Refrigeration | Air Conditioner - Packaged - 3.5 Ton- AHU-1 | air conditioner packaged | AHU-1 | 025 - AIR CONDITIONER - PACKAGED >= 5.4 TONS | 349N193717625-02 | BARD | W42AC-A00ZPXXXJ |  | 2020-05-15 | R410A | 3.29 | 3.5
25 - Refrigeration | AIR COND. WINDOW - 1.25 TON - WAC-1 | air cond window | WAC-1 |  | AEAK00557 | FRIEDRICH | CP15G10A |  | 2020-05-15 | R410A | 0.7 | 1.25
25 - Refrigeration | Glycol Dry Cooler | glycol dry cooler | AC-1 | 180 - COOLING TOWER | 9123100889 | ELECTROHOME | A1802A00
30 - Ventilation / Air Distribution | Supply Fan | supply fan |  | 260 - FAN ASSEMBLY - SUPPLY - RETURN | 5-15687-03 | JOY | DC-12-C |  | 1991-01-01
30 - Ventilation / Air Distribution | Fan-Unit Ventilator | fan unit ventilator |  | 281 - FAN UNIT VENTILATOR
25 - Refrigeration | Air Conditioner - Window Unit - 1.5 Ton | air conditioner window unit | Unit - 1 | 035 - AIR CONDITIONER - WINDOW | 912310089 | ELECTROHOME | A1802A00 |  | 1991-01-01 |  | 0.1 | 0.1
30 - Ventilation / Air Distribution | Fan-Unit Ventilator | fan unit ventilator |  | 281 - FAN UNIT VENTILATOR
20 - Heating | Heating | heating |  | 520 - UNIT HEATER
25 - Refrigeration | Window A/C | window | WAC-1 | 035 - AIR CONDITIONER - WINDOW | 2205H11638 | Friedrich | CCW24B30A |  | 2023-10-23 | R410A | 1.057 | 2
25 - Refrigeration | Glycol Dry Cooler | glycol dry cooler |  | 180 - COOLING TOWER
30 - Ventilation / Air Distribution | Fan - Exhaust | fan exhaust |  | 270 - FAN - EXHAUST | NA |  | NA |  | 1997-01-01
30 - Ventilation / Air Distribution | Fan-Unit Ventilator | fan unit ventilator |  | 281 - FAN UNIT VENTILATOR
20 - Heating | Electric Unit Heater | electric unit heater |  | 344 - HEATER - ELECTRIC - UNIT | 8712 | CHROMALOX | 07D000201 |  | 1980-01-01
25 - Refrigeration | Air Conditioner - AC1 | air conditioner | AC1 | 025 - AIR CONDITIONER - PACKAGED >= 5.4 TONS | 187D011614714-02 | BARD | WA721-B00EPxxxJ |  | 2001-01-01 | R22 | 5.58 | 6
25 - Refrigeration | Air Conditioner - AC2 | air conditioner | AC2 | 025 - AIR CONDITIONER - PACKAGED >= 5.4 TONS | 187D011614713-02 | BARD | WA721-B00EPxxxJ |  | 2001-01-01 | R22 | 5.58 | 6
25 - Refrigeration | Glycol Dry Cooler | glycol dry cooler |  | 180 - COOLING TOWER
30 - Ventilation / Air Distribution | Supply/Exhaust Fan | supply exhaust fan |  | 270 - FAN - EXHAUST
25 - Refrigeration | Air Handling Unit - AHU1 | air handling unit | AHU1 | 050 - AIR HANDLING UNIT | 4480V00005 | CARRIER | 50EC006-501CA |  |  |  |  | 5
25 - Refrigeration | Air Handling Unit - AHU2 | air handling unit | AHU2 | 050 - AIR HANDLING UNIT | 4480V00006 | CARRIER | 50EC006-501CA |  |  |  |  | 5
30 - Ventilation / Air Distribution | Fan-Unit Ventilator | fan unit ventilator |  | 281 - FAN UNIT VENTILATOR
20 - Heating | Heating | heating |  | 520 - UNIT HEATER
20 - Heating | Unit Heater | unit heater |  | 520 - UNIT HEATER
25 - Refrigeration | Air Conditioner - Packaged - 1 Ton | air conditioner packaged |  | 025 - AIR CONDITIONER - PACKAGED >= 5.4 TONS | [6 empty] | 1 | 1
25 - Refrigeration | Water Softener | water softener |  | 545 - WATER SOFTENER - DEMINERALIZER | 916107 | Kinetico | 8 |  | 1996-01-01
20 - Heating | Firetube heating boiler - 1 | firetube heating boiler |  | 075 - BOILER - STEAM | A-0431081 | CLEAVER BROOKS | CB700-200 |  | 1996-10-22
20 - Heating | Firetube heating boiler 2 | firetube heating boiler |  | 075 - BOILER - STEAM | A-0421080 | CLEAVER BROOKS | CB700-200 |  | 1996-10-22
20 - Heating | Dearator | dearator |  | 340 - FURNACE - WARM AIR (GAS OR OIL) | A-128185 | Arthur S. Leitch
20 - Heating | Heat Exchanger - 5th and Up HWH | heat exchanger th and up hwh |  | 257 - HEAT EXCHANGER | C990038-1010 | Armstrong | CTgma M5 |  | 1999-01-01
20 - Heating | Heat Exchanger - Free Cooling | heat exchanger free cooling |  | 257 - HEAT EXCHANGER | 200-3015-00094 | APV CANADA INC | J060 |  | 1983-10-29
20 - Heating | Heat Exchanger - Chiller 5 Emerg. Cooling | heat exchanger chiller emerg cooling |  | 257 - HEAT EXCHANGER | 242386-01 | Bell & Gosset
20 - Heating | Heat Exchanger - 3rd Floor CrossOver | heat exchanger rd floor crossover |  | 257 - HEAT EXCHANGER | AC131420-101 | Armstrong | SX55-1250-159
25 - Refrigeration | Expansion Tank | expansion tank |  | 478 - EXPANSION TANK | 199 | ELBI 12PSI | ZT-30 |  | 1999-01-01
25 - Refrigeration | Chilled Water Expansion Tank | chilled water expansion tank |  | 478 - EXPANSION TANK
25 - Refrigeration | Chilled Water Expansion Tank - 5th Up | chilled water expansion tank th up |  | 478 - EXPANSION TANK
25 - Refrigeration | Expansion Tank | expansion tank |  | 478 - EXPANSION TANK
25 - Refrigeration | Chiller 1 - Carrier Absorption | chiller absorption |  | 100 - CHILLER - ABSORPTION | L7-92856 | CARRIER | 16JB021-77897 |  | 1977-11-01 |  | 200 | 200
25 - Refrigeration | Chiller 2 - Carrier Absorption | chiller absorption |  | 100 - CHILLER - ABSORPTION | K7-92855 | CARRIER | 16JB021-77897 |  | 1987-12-01 |  | 200 | 200
25 - Refrigeration | Chiller # 3 - Screw | chiller screw |  | 115 - CHILLER - SCREW | U-92A07301 | TRANE | RTHA300HCPOECUC3LF22FNN00GU92A07301 |  |  | R22 | 369 | 300
25 - Refrigeration | East Cooling Tower - Evapco | east cooling tower evapco |  | 180 - COOLING TOWER | 182610/45144 | Evapco+Z37:AA37 | AT12-412A.S.P.1.78PSIG |  | 1993-04-19
25 - Refrigeration | West Cooling Tower - Baltimore Aircoil | west cooling tower baltimore aircoil |  | 180 - COOLING TOWER | 61Z05926Z11 | BALTIMORE AIRCOIL OF CANADA | RPM1500 |  | 1992-01-01
25 - Refrigeration | Cooling Tower - 7A | cooling tower |  | 180 - COOLING TOWER
25 - Refrigeration | East Cooling Tower - 7B | east cooling tower |  | 180 - COOLING TOWER
25 - Refrigeration | COOLING TOWER - LEGIONELLA TEST (2 units) | cooling tower legionella test |  | 180 - COOLING TOWER
30 - Ventilation / Air Distribution | Fan - Exhaust | fan exhaust |  | 270 - FAN - EXHAUST | 107001 | Trane | 35680 |  | 1995-01-01
30 - Ventilation / Air Distribution | Welding Shop Exhausting Fan Motor | welding shop exhausting fan motor |  | 270 - FAN - EXHAUST | NA | MARATHON ELECTRIC | 21VZ56T17D1095A |  | 1983-01-01
30 - Ventilation / Air Distribution | Exhaust Fan - Washrooms | exhaust fan washrooms |  | 270 - FAN - EXHAUST | 187534 | Trane | UTILITY
30 - Ventilation / Air Distribution | Air Handling Unit | air handling unit | AHU-1/FL-8 | 050 - AIR HANDLING UNIT | K99F05605N | TRANE | MCAA030GAWBBC000K0CFA00C0A000ABC000C |  | 1999-09-19
30 - Ventilation / Air Distribution | Air Handling Unit - Trane Fan | air handling unit trane fan |  | 050 - AIR HANDLING UNIT | K99F05584N | TRANE | MCCA030CAK0C0D0A |  | 1999-09-19
30 - Ventilation / Air Distribution | Air Handling Unit - Trane M-Series Climate Changer | air handling unit trane series climate changer |  | 050 - AIR HANDLING UNIT | K04G93834 | TRANE | MCCB030UH0A0UB |  | 1999-09-19
30 - Ventilation / Air Distribution | Air Handling Unit - Trane - AHU-1 | air handling unit trane | AHU-1 | 050 - AIR HANDLING UNIT | K97K19801A | TRANE | MCCA030CAH0E0D0A |  | 1997-10-01
30 - Ventilation / Air Distribution | Air Handling Unit - Trane - AHU-3 | air handling unit trane | AHU-3 | 050 - AIR HANDLING UNIT | K00H39396A | TRANE | MCCA030CAK0C0D0A |  | 1997-10-01
30 - Ventilation / Air Distribution | Air Handling Unit - Trane - AHU-2 | air handling unit trane | AHU-2 | 050 - AIR HANDLING UNIT | K00M89099A | TRANE | MCCA030CAK0C0D0A |  | 1997-10-01
30 - Ventilation / Air Distribution | Air Handling Unit - Trane - AHU-1 | air handling unit trane | AHU-1 | 050 - AIR HANDLING UNIT | K98L19876A | TRANE | MCCA030UB000A |  | 1998-11-01
30 - Ventilation / Air Distribution | Air Handling Unit | air handling unit |  | 050 - AIR HANDLING UNIT | 568760 | CANADIAN BLOWER & FORGE CO LTD | WPCB |  | 1996-01-01
30 - Ventilation / Air Distribution | Air Handling Unit | air handling unit |  | 050 - AIR HANDLING UNIT | K99F05596M | TRANE | MCCA03017A |  | 2001-01-01
30 - Ventilation / Air Distribution | Air Handling Unit | air handling unit |  | 050 - AIR HANDLING UNIT |  | TRANE
30 - Ventilation / Air Distribution | Air Handling Unit | air handling unit |  | 050 - AIR HANDLING UNIT |  | DAIKIN
30 - Ventilation / Air Distribution | Air Handling Unit | air handling unit |  | 050 - AIR HANDLING UNIT |  | TRANE
30 - Ventilation / Air Distribution | Air Handling Unit - DCU3 | air handling unit | DCU3 | 050 - AIR HANDLING UNIT |  | TRANE
30 - Ventilation / Air Distribution | Air Handling Unit | air handling unit |  | 050 - AIR HANDLING UNIT |  | TRANE
30 - Ventilation / Air Distribution | Air Handling Unit | air handling unit |  | 050 - AIR HANDLING UNIT |  | AEROFOIL
20 - Heating | Condenser Pump #37 | condenser | Pump #37 | 405 - PUMP - CONDENSATE | 85619 | Darling |  |  | 1983-01-01
25 - Refrigeration | Condensate Lift Pump #26 | condensate lift | Pump #26 | 405 - PUMP - CONDENSATE | CB04 | A.O. SMITH | E203M
25 - Refrigeration | Condenser Pump - #36 | condenser | #36 | 405 - PUMP - CONDENSATE | 85620 | Darling Pump |  |  | 2012-03-15
25 - Refrigeration | Condensate Pump #1 - Canadian General Electric | condensate canadian general electric | Pump #1 | 405 - PUMP - CONDENSATE | NA | BLUFFTON | 1104355400 |  | 2009-12-05
25 - Refrigeration | Condensate Pump #2- Canadian General Electric | condensate canadian general electric | Pump #2 | 405 - PUMP - CONDENSATE | NA | FRANKLIN ELECTRIC | 1104355400 |  | 2009-12-05
25 - Refrigeration | Condensate Pump - BFW | condensate pump bfw |  | 405 - PUMP - CONDENSATE
25 - Refrigeration | Condensate Pump - BFW | condensate pump bfw |  | 405 - PUMP - CONDENSATE
25 - Refrigeration | Condenser Water Pump - CT7 | condenser water pump | CT7 | 405 - PUMP - CONDENSATE | 1036280248 | WEG
25 - Refrigeration | Condenser Water Pump - CT7 | condenser water pump | CT7 | 405 - PUMP - CONDENSATE | 1036280251 | WEG
25 - Refrigeration | Condensate Pump - Chiller 1 Transfer Sump | condensate pump chiller transfer sump |  | 405 - PUMP - CONDENSATE | 32018J2 |  | C48N21A105C4
25 - Refrigeration | Condensate Pump - Chiller 2 Transfer Sump | condensate pump chiller transfer sump |  | 405 - PUMP - CONDENSATE | 05809FM |  | C48N21A105C4
25 - Refrigeration | Condensate Lift Pump #27 | condensate lift | Pump #27 | 405 - PUMP - CONDENSATE |  | A.O. SMITH | E203M
25 - Refrigeration | Chilled Water Pump - Emergency Crossover | chilled water pump emergency crossover |  | 406 - PUMP - COOLING |  | Armstrong | 01518OT3V254TC
30 - Ventilation / Air Distribution | Fan Assembly - Return | fan assembly return | RF-1 | 260 - FAN ASSEMBLY - SUPPLY - RETURN | 12688974-1201 | GREENHECK | QEID-18-100-A30-X |  | 2012-04-24
30 - Ventilation / Air Distribution | Cooling Unit | cooling unit |  | 281 - FAN UNIT VENTILATOR | 486164 | Trane | 3230 |  | 1983-01-01
30 - Ventilation / Air Distribution | Heating Unit | heating unit |  | 281 - FAN UNIT VENTILATOR | 376432 | Trane | 86H |  | 1972-01-01
30 - Ventilation / Air Distribution | Air Fan | air fan |  | 281 - FAN UNIT VENTILATOR
30 - Ventilation / Air Distribution | VAV - Floors Bsmt - 1 | vav floors | Bsmt - 1 | 486 - VARIABLE AIR VOLUME BOXES
30 - Ventilation / Air Distribution | VAV - Floors 2 - 3 | vav floors |  | 486 - VARIABLE AIR VOLUME BOXES
30 - Ventilation / Air Distribution | VAV - Floors 4 - 5 | vav floors |  | 486 - VARIABLE AIR VOLUME BOXES
30 - Ventilation / Air Distribution | VAV - Floors 6 - 7 | vav floors |  | 486 - VARIABLE AIR VOLUME BOXES
30 - Ventilation / Air Distribution | VAV - Floors 8 - PH | vav floors ph |  | 486 - VARIABLE AIR VOLUME BOXES
20 - Heating | Unit Heater - Back Door | unit heater back door |  | 520 - UNIT HEATER | 519C | Trane | 115112 |  | 1992-01-01
30 - Ventilation / Air Distribution | Air Compressor | air compressor |  | 010 - AIR COMPRESSOR | 851694 | DEVILBISS | VA55060
25 - Refrigeration | Air Dryer | air dryer |  | 147 - COMPRESSED AIR DRYER |  | FRIULAIR | ACT030UP |  | 1995-01-01
30 - Ventilation / Air Distribution | VFD | vfd |  | 508 - VARIABLE FREQUENCY DRIVE (VFD) | 12675951 | JOHNSON CONTROLS-CH | VS025210C-N0000 |  | 2011-10-11
30 - Ventilation / Air Distribution | VFD - CT7A | vfd ct |  | 508 - VARIABLE FREQUENCY DRIVE (VFD) | 2172504049 | ABB
30 - Ventilation / Air Distribution | VFD - CT7B | vfd ct |  | 508 - VARIABLE FREQUENCY DRIVE (VFD) | 21725004062 | ABB
30 - Ventilation / Air Distribution | VARIABLE FREQUENCY DRIVE (VFD) | variable frequency drive |  | 508 - VARIABLE FREQUENCY DRIVE (VFD) | 028004Y491 | DANFUSS | FC-102P2K2T2 |  | 2012-04-24
30 - Ventilation / Air Distribution | VFD-15 EAST COOLING TOWER | east cooling tower | VFD-15 | 508 - VARIABLE FREQUENCY DRIVE (VFD) | 000323H161 | DANFOSS | 131G8539 (177U3208)
30 - Ventilation / Air Distribution | VFD-WEST COOLING TOWER | vfd west cooling tower |  | 508 - VARIABLE FREQUENCY DRIVE (VFD) | 000225H261 | DANFOSS | 131F0721
30 - Ventilation / Air Distribution | VFD-CU8 | vfd | 0 | 508 - VARIABLE FREQUENCY DRIVE (VFD) | 13824727 | Johson Controls | VSO25110C-N0000